## Legend
Legend
LS_WK | LoadShape for week day
LS_SA | LoadShape for saturday
LS_SU | LoadShape for sunday
PV_shape_xx | PV shape for month xx
a_{b,h}^{+} | Voltage magnitude sensitivity to active power extraction (-) coefficients at bus b and hour h
a_{b,h}^{-} | Voltage magnitude sensitivity to active power injection (+) coefficients at bus b and hour h
a_{b,h}^{ind} | Voltage magnitude sensitivity to reactive power inductive (ind) coefficients at bus b and hour h
a_{b,h}^{cap} | Voltage magnitude sensitivity to reactive power capacitive (cap) coefficients at bus b and hour h
a_(ext,b,d,h)^L | Linear coefficients for multilinear contribution of power extraction on bus b for the power loss on day d and hour h
a_(inj1,b,d,h)^L | Linear coefficients for multilinear contribution of power injection(1) on bus b for the power loss on day d and hour h
a_(inj2,b,d,h)^L | Linear coefficients for multilinear contribution of power injection(2) on bus b for the power loss on day d and hour h
Vact_hh_pp_ext | Voltage variation for extraction of active power in hour hh and phase pp
Vact_hh_pp_inj | Voltage variation for injection of active power in hour hh and phase pp
L_hh_ext | Losses variation for extraction of active power in hour hh
L_hh_inj | Losses variation for injection of active power in hour hh
SE_hh_ext | Power Flow variation at Substation for extraction of active power in hour hh
SE_hh_inj | Power Flow variation at Substation for injection of active power in hour hh

## Tariff
Periods | Tariff (R$/kWh)
| Conventional | Green | White
Peak | - | 2.3245 | 1.8227
Off-Peak | - | 0.34 | 0.6267
Intermediate | - | - | 1.1422
All | 0.76174 | - | -
DUT (R$/kW) | 37.85
Periods | Hour
Peak | [19,20,21]
Off-Peak | [1,2,3,...,15,16,17,23,24]
Intermediate | [18,22]
a | 0
b | 0
dDU | 0.94

## bt3136_Coeff
Hour | LoadShape |  |  | PV Shape |  |  | Voltage magnitude sensitivity to active power |  | Voltage magnitude sensitivity to reactive power |  | Linear coefficients contribution of power extraction | [8 empty] | Linear coefficients contribution of power injection (1) | [8 empty] | Linear coefficients contribution of power injection (2)
| LS_WK | LS_SA | LS_SU | PV_shape_M1 | PV_shape_M2 | PV_shape_M3 | a_{b,h}^{+} | a_{b,h}^{-} | a_{b,h}^{ind} | a_{b,h}^{cap} | a_(ext,b,1,h)^L | a_(ext,b,2,h)^L | a_(ext,b,3,h)^L | a_(ext,b,4,h)^L | a_(ext,b,5,h)^L | a_(ext,b,6,h)^L | a_(ext,b,7,h)^L | a_(ext,b,8,h)^L | a_(ext,b,9,h)^L | a_(inj1,b,1,h)^L | a_(inj1,b,2,h)^L | a_(inj1,b,3,h)^L | a_(inj1,b,4,h)^L | a_(inj1,b,5,h)^L | a_(inj1,b,6,h)^L | a_(inj1,b,7,h)^L | a_(inj1,b,8,h)^L | a_(inj1,b,9,h)^L | a_(inj2,b,1,h)^L | a_(inj2,b,2,h)^L | a_(inj2,b,3,h)^L | a_(inj2,b,4,h)^L | a_(inj2,b,5,h)^L | a_(inj2,b,6,h)^L | a_(inj2,b,7,h)^L | a_(inj2,b,8,h)^L | a_(inj2,b,9,h)^L
1 | 0.703 | 0.754 | 0.754 | 0 | 0 | 0 | -0.52435 | 0.32811 | -1.3886 | 1.0094 | 0.087509 | 0.093169 | 0.09314 | 0.088583 | 0.094266 | 0.094257 | 0.087293 | 0.092796 | 0.092841 | -0.017792 | -0.019086 | -0.019082 | -0.015592 | -0.019958 | -0.019896 | -0.017639 | -0.018817 | -0.018892 | 0.026049 | 0.025221 | 0.025219 | 0.028182 | 0.024499 | 0.024544 | 0.026182 | 0.025436 | 0.025463
2 | 0.557 | 0.663 | 0.675 | 0 | 0 | 0 | -0.522 | 0.32693 | -1.3857 | 1.0084 | 0.084552 | 0.089684 | 0.089602 | 0.085951 | 0.091295 | 0.091056 | 0.085238 | 0.090343 | 0.090169 | -0.015489 | -0.016413 | -0.016311 | -0.016573 | -0.017597 | -0.019169 | -0.016001 | -0.016953 | -0.016792 | 0.028039 | 0.027491 | 0.027479 | 0.027012 | 0.026459 | 0.026556 | 0.027557 | 0.027049 | 0.027189
3 | 0.526 | 0.597 | 0.706 | 0 | 0 | 0 | -0.52038 | 0.32619 | -1.3833 | 1.0075 | 0.082303 | 0.086968 | 0.086766 | 0.084102 | 0.089114 | 0.088949 | 0.083993 | 0.089015 | 0.088819 | -0.013772 | -0.017416 | -0.017196 | -0.01509 | -0.015957 | -0.015845 | -0.015063 | -0.015898 | -0.015768 | 0.029546 | 0.026382 | 0.026553 | 0.02829 | 0.027908 | 0.027964 | 0.028314 | 0.027884 | 0.02801
4 | 0.501 | 0.637 | 0.645 | 0 | 0 | 0 | -0.51902 | 0.32551 | -1.3816 | 1.007 | 0.080792 | 0.085269 | 0.085142 | 0.083614 | 0.088469 | 0.088298 | 0.082093 | 0.086802 | 0.086623 | -0.012543 | -0.016059 | -0.01588 | -0.014714 | -0.015504 | -0.015343 | -0.013601 | -0.017281 | -0.017102 | 0.030482 | 0.027522 | 0.027623 | 0.028649 | 0.028235 | 0.028365 | 0.029571 | 0.026485 | 0.026619
5 | 0.527 | 0.725 | 0.733 | 0.03 | 0 | 0 | -0.51807 | 0.325 | -1.3806 | 1.0066 | 0.078856 | 0.084872 | 0.08468 | 0.081806 | 0.088404 | 0.088116 | 0.079899 | 0.086101 | 0.085856 | -0.013978 | -0.015802 | -0.015585 | -0.013285 | -0.015533 | -0.01523 | -0.014814 | -0.016747 | -0.016508 | 0.029119 | 0.027771 | 0.027707 | 0.029942 | 0.028314 | 0.028454 | 0.028142 | 0.026914 | 0.027098
6 | 0.568 | 0.633 | 0.795 | 0.15 | 0.13 | 0.07 | -0.50797 | 0.31881 | -1.3744 | 1.0044 | 0.071195 | 0.076524 | 0.079593 | 0.072491 | 0.077994 | 0.08099 | 0.072242 | 0.077755 | 0.08065 | -0.0106 | -0.012055 | -0.014436 | -0.011639 | -0.013048 | -0.012532 | -0.011449 | -0.012885 | -0.012434 | 0.032096 | 0.031166 | 0.028838 | 0.031206 | 0.030133 | 0.030698 | 0.031346 | 0.030308 | 0.030882
7 | 0.633 | 0.666 | 0.744 | 0.34 | 0.28 | 0.27 | -0.49055 | 0.30787 | -1.3632 | 1.0011 | 0.058577 | 0.065775 | 0.066015 | 0.058376 | 0.065476 | 0.065556 | 0.058843 | 0.066027 | 0.066087 | -0.0058706 | -0.00596 | -0.0061535 | -0.0057141 | -0.0086779 | -0.0087578 | -0.0031232 | -0.0061302 | -0.0061994 | 0.036238 | 0.036455 | 0.036256 | 0.036381 | 0.033885 | 0.033804 | 0.038794 | 0.036238 | 0.036202
8 | 0.578 | 0.736 | 0.732 | 0.53 | 0.49 | 0.43 | -0.4759 | 0.29808 | -1.356 | 0.99966 | 0.047986 | 0.053521 | 0.056128 | 0.049552 | 0.055378 | 0.057869 | 0.048603 | 0.054226 | 0.056826 | 0 | -0.0013805 | -0.0036342 | 0 | -0.0028715 | -0.0050731 | 0 | -0.001917 | -0.0042075 | 0.041994 | 0.040604 | 0.038474 | 0.040856 | 0.039272 | 0.037234 | 0.041527 | 0.040078 | 0.037959
9 | 0.438 | 0.558 | 0.631 | 0.77 | 0.71 | 0.62 | -0.4611 | 0.28778 | -1.35 | 0.9992 | 0.03858 | 0.044599 | 0.048395 | 0.038673 | 0.044745 | 0.048556 | 0.037472 | 0.043445 | 0.047141 | 0 | 0 | 0 | 0 | 0 | 0 | 0 | 0 | 0 | 0.044576 | 0.042676 | 0.042278 | 0.047199 | 0.042519 | 0.04212 | 0.045322 | 0.043431 | 0.043101
10 | 0.424 | 0.565 | 0.653 | 0.85 | 0.82 | 0.77 | -0.45494 | 0.28319 | -1.349 | 0.99951 | 0.037123 | 0.041938 | 0.043558 | 0.036049 | 0.040748 | 0.042571 | 0.035966 | 0.040728 | 0.042469 | 0 | 0 | 0 | 0 | 0 | 0 | 0 | 0 | 0 | 0.046054 | 0.045181 | 0.043795 | 0.046791 | 0.045974 | 0.044506 | 0.046792 | 0.045925 | 0.044464
11 | 0.468 | 0.569 | 0.691 | 0.94 | 0.92 | 0.93 | -0.44909 | 0.27896 | -1.3473 | 0.99957 | 0.03456 | 0.039134 | 0.038068 | 0.033256 | 0.037625 | 0.0367 | 0.033193 | 0.037679 | 0.036715 | 0 | 0 | 0 | 0 | 0 | 0 | 0 | 0 | 0 | 0.048355 | 0.047701 | 0.045808 | 0.049257 | 0.045972 | 0.046748 | 0.049243 | 0.045865 | 0.046672
12 | 0.523 | 0.646 | 0.637 | 0.95 | 0.94 | 0.95 | -0.4489 | 0.27883 | -1.3474 | 0.99954 | 0.036275 | 0.040703 | 0.039747 | 0.033525 | 0.037577 | 0.036565 | 0.031528 | 0.035323 | 0.034355 | 0 | 0 | 0 | 0 | 0 | 0 | 0 | 0 | 0 | 0.047105 | 0.046623 | 0.047418 | 0.049064 | 0.046062 | 0.0469 | 0.047777 | 0.047667 | 0.048479
13 | 0.676 | 0.855 | 0.625 | 0.85 | 0.8 | 0.82 | -0.45733 | 0.28478 | -1.3509 | 0.99953 | 0.040718 | 0.047178 | 0.045915 | 0.039142 | 0.04552 | 0.044018 | 0.035088 | 0.040652 | 0.039376 | 0 | 0 | 0 | 0 | 0 | 0 | 0 | 0 | 0 | 0.046067 | 0.043945 | 0.044983 | 0.047158 | 0.042295 | 0.043516 | 0.047399 | 0.045836 | 0.046892
14 | 0.624 | 0.696 | 0.596 | 0.71 | 0.67 | 0.69 | -0.46514 | 0.29011 | -1.3547 | 1.0001 | 0.04795 | 0.05428 | 0.053131 | 0.043397 | 0.049162 | 0.047795 | 0.041345 | 0.046715 | 0.045403 | 0 | -0.0015466 | -0.00050236 | 0 | 0 | 0 | 0 | 0 | 0 | 0.04294 | 0.041027 | 0.041977 | 0.043402 | 0.041807 | 0.042919 | 0.044879 | 0.043553 | 0.044626
15 | 0.577 | 0.715 | 0.761 | 0.52 | 0.55 | 0.49 | -0.47751 | 0.29811 | -1.3628 | 1.0018 | 0.058727 | 0.062004 | 0.064749 | 0.053817 | 0.05667 | 0.059433 | 0.051692 | 0.054357 | 0.057115 | -0.0055963 | -0.0051815 | -0.0075609 | -0.001544 | -0.0038424 | -0.003227 | 0 | -0.0019502 | -0.0043405 | 0.037145 | 0.037833 | 0.035627 | 0.040515 | 0.038652 | 0.039208 | 0.039232 | 0.040239 | 0.038013
16 | 0.564 | 0.73 | 0.768 | 0.36 | 0.32 | 0.26 | -0.49261 | 0.30795 | -1.371 | 1.0039 | 0.067121 | 0.074415 | 0.077178 | 0.062048 | 0.068695 | 0.071442 | 0.060868 | 0.067319 | 0.070295 | -0.0068314 | -0.0097052 | -0.012096 | -0.0057203 | -0.0082022 | -0.010559 | -0.0047555 | -0.0075464 | -0.0096432 | 0.036057 | 0.03384 | 0.031532 | 0.036669 | 0.034678 | 0.03248 | 0.037467 | 0.035541 | 0.033236
17 | 0.637 | 0.751 | 0.776 | 0.16 | 0.12 | 0.09 | -0.50745 | 0.31749 | -1.3785 | 1.0063 | 0.077778 | 0.085232 | 0.086776 | 0.073643 | 0.08069 | 0.081959 | 0.071525 | 0.078272 | 0.079646 | -0.012882 | -0.015784 | -0.01703 | -0.0095962 | -0.012271 | -0.013288 | -0.010902 | -0.01337 | -0.014514 | 0.030496 | 0.028181 | 0.027005 | 0.03323 | 0.031093 | 0.030136 | 0.031852 | 0.029869 | 0.028809
18 | 0.732 | 0.791 | 0.704 | 0.03 | 0 | 0 | -0.5163 | 0.32323 | -1.3821 | 1.0077 | 0.084438 | 0.09158 | 0.091623 | 0.080224 | 0.086648 | 0.086339 | 0.078603 | 0.084822 | 0.08473 | -0.015696 | -0.017936 | -0.017923 | -0.012112 | -0.017231 | -0.016935 | -0.013829 | -0.015788 | -0.015687 | 0.028157 | 0.026222 | 0.026225 | 0.030939 | 0.026517 | 0.026739 | 0.02922 | 0.027731 | 0.027812
19 | 0.947 | 0.809 | 0.765 | 0 | 0 | 0 | -0.52353 | 0.3275 | -1.388 | 1.0093 | 0.090771 | 0.096646 | 0.096788 | 0.086367 | 0.091555 | 0.091172 | 0.085525 | 0.090528 | 0.090594 | -0.017315 | -0.018755 | -0.018818 | -0.016929 | -0.017874 | -0.017562 | -0.016268 | -0.017149 | -0.017155 | 0.026706 | 0.025757 | 0.025723 | 0.026767 | 0.026218 | 0.026478 | 0.027325 | 0.026852 | 0.026837
20 | 1 | 1 | 0.863 | 0 | 0 | 0 | -0.52805 | 0.32978 | -1.3932 | 1.0109 | 0.095187 | 0.10173 | 0.10168 | 0.090255 | 0.096061 | 0.095902 | 0.089985 | 0.095651 | 0.095856 | -0.020674 | -0.022565 | -0.022706 | -0.016823 | -0.021238 | -0.021159 | -0.016672 | -0.020991 | -0.021192 | 0.023667 | 0.022652 | 0.022637 | 0.027059 | 0.023071 | 0.023401 | 0.027164 | 0.023514 | 0.023462
21 | 0.96 | 0.968 | 0.965 | 0 | 0 | 0 | -0.52962 | 0.3305 | -1.3953 | 1.0116 | 0.097018 | 0.10388 | 0.10373 | 0.089934 | 0.09566 | 0.095886 | 0.093086 | 0.099413 | 0.099666 | -0.018982 | -0.023942 | -0.024025 | -0.016628 | -0.021322 | -0.021126 | -0.019065 | -0.020689 | -0.020755 | 0.02559 | 0.021223 | 0.021307 | 0.027284 | 0.023513 | 0.023368 | 0.025232 | 0.024162 | 0.024077
22 | 0.963 | 0.953 | 0.868 | 0 | 0 | 0 | -0.52846 | 0.33004 | -1.3935 | 1.0109 | 0.094406 | 0.10111 | 0.1009 | 0.088745 | 0.094562 | 0.094613 | 0.092494 | 0.098604 | 0.098729 | -0.020098 | -0.022005 | -0.021853 | -0.015716 | -0.020088 | -0.020175 | -0.018587 | -0.020122 | -0.020237 | 0.024404 | 0.02164 | 0.023201 | 0.028026 | 0.024299 | 0.024201 | 0.025467 | 0.024664 | 0.024078
23 | 0.849 | 0.903 | 1 | 0 | 0 | 0 | -0.52873 | 0.33029 | -1.3933 | 1.0108 | 0.09209 | 0.098541 | 0.097982 | 0.089504 | 0.09538 | 0.095474 | 0.093734 | 0.10018 | 0.10127 | -0.018238 | -0.019878 | -0.019746 | -0.016292 | -0.020827 | -0.020715 | -0.019565 | -0.021378 | -0.021642 | 0.025905 | 0.023373 | 0.024783 | 0.02755 | 0.023758 | 0.023803 | 0.024844 | 0.023577 | 0.02274
24 | 0.801 | 0.902 | 0.894 | 0 | 0 | 0 | -0.52725 | 0.32955 | -1.3916 | 1.0103 | 0.089477 | 0.095494 | 0.095132 | 0.089746 | 0.095706 | 0.095956 | 0.091515 | 0.097704 | 0.098007 | -0.016273 | -0.020844 | -0.020571 | -0.016481 | -0.02104 | -0.020963 | -0.017814 | -0.01943 | -0.019995 | 0.027576 | 0.023683 | 0.023915 | 0.027404 | 0.023534 | 0.023624 | 0.026284 | 0.025168 | 0.024999

## bt3136_kW_variation
kW_3ph | Voltage variation for power extracted for every hour and every phase | [71 empty] | Voltage variation for power injected for every hour and every phase | [71 empty] | Losses variation for power extracted for every hour | [23 empty] | Losses variation for power injected for every hour | [23 empty] | Power flow variation in the substation for power extracted every hour | [23 empty] | Power flow variation in the substation for power injected every hour
| Vact_1_1_ext | Vact_1_2_ext | Vact_1_3_ext | Vact_2_1_ext | Vact_2_2_ext | Vact_2_3_ext | Vact_3_1_ext | Vact_3_2_ext | Vact_3_3_ext | Vact_4_1_ext | Vact_4_2_ext | Vact_4_3_ext | Vact_5_1_ext | Vact_5_2_ext | Vact_5_3_ext | Vact_6_1_ext | Vact_6_2_ext | Vact_6_3_ext | Vact_7_1_ext | Vact_7_2_ext | Vact_7_3_ext | Vact_8_1_ext | Vact_8_2_ext | Vact_8_3_ext | Vact_9_1_ext | Vact_9_2_ext | Vact_9_3_ext | Vact_10_1_ext | Vact_10_2_ext | Vact_10_3_ext | Vact_11_1_ext | Vact_11_2_ext | Vact_11_3_ext | Vact_12_1_ext | Vact_12_2_ext | Vact_12_3_ext | Vact_13_1_ext | Vact_13_2_ext | Vact_13_3_ext | Vact_14_1_ext | Vact_14_2_ext | Vact_14_3_ext | Vact_15_1_ext | Vact_15_2_ext | Vact_15_3_ext | Vact_16_1_ext | Vact_16_2_ext | Vact_16_3_ext | Vact_17_1_ext | Vact_17_2_ext | Vact_17_3_ext | Vact_18_1_ext | Vact_18_2_ext | Vact_18_3_ext | Vact_19_1_ext | Vact_19_2_ext | Vact_19_3_ext | Vact_20_1_ext | Vact_20_2_ext | Vact_20_3_ext | Vact_21_1_ext | Vact_21_2_ext | Vact_21_3_ext | Vact_22_1_ext | Vact_22_2_ext | Vact_22_3_ext | Vact_23_1_ext | Vact_23_2_ext | Vact_23_3_ext | Vact_24_1_ext | Vact_24_2_ext | Vact_24_3_ext | Vact_1_1_inj | Vact_1_2_inj | Vact_1_3_inj | Vact_2_1_inj | Vact_2_2_inj | Vact_2_3_inj | Vact_3_1_inj | Vact_3_2_inj | Vact_3_3_inj | Vact_4_1_inj | Vact_4_2_inj | Vact_4_3_inj | Vact_5_1_inj | Vact_5_2_inj | Vact_5_3_inj | Vact_6_1_inj | Vact_6_2_inj | Vact_6_3_inj | Vact_7_1_inj | Vact_7_2_inj | Vact_7_3_inj | Vact_8_1_inj | Vact_8_2_inj | Vact_8_3_inj | Vact_9_1_inj | Vact_9_2_inj | Vact_9_3_inj | Vact_10_1_inj | Vact_10_2_inj | Vact_10_3_inj | Vact_11_1_inj | Vact_11_2_inj | Vact_11_3_inj | Vact_12_1_inj | Vact_12_2_inj | Vact_12_3_inj | Vact_13_1_inj | Vact_13_2_inj | Vact_13_3_inj | Vact_14_1_inj | Vact_14_2_inj | Vact_14_3_inj | Vact_15_1_inj | Vact_15_2_inj | Vact_15_3_inj | Vact_16_1_inj | Vact_16_2_inj | Vact_16_3_inj | Vact_17_1_inj | Vact_17_2_inj | Vact_17_3_inj | Vact_18_1_inj | Vact_18_2_inj | Vact_18_3_inj | Vact_19_1_inj | Vact_19_2_inj | Vact_19_3_inj | Vact_20_1_inj | Vact_20_2_inj | Vact_20_3_inj | Vact_21_1_inj | Vact_21_2_inj | Vact_21_3_inj | Vact_22_1_inj | Vact_22_2_inj | Vact_22_3_inj | Vact_23_1_inj | Vact_23_2_inj | Vact_23_3_inj | Vact_24_1_inj | Vact_24_2_inj | Vact_24_3_inj | L_1_ext | L_2_ext | L_3_ext | L_4_ext | L_5_ext | L_6_ext | L_7_ext | L_8_ext | L_9_ext | L_10_ext | L_11_ext | L_12_ext | L_13_ext | L_14_ext | L_15_ext | L_16_ext | L_17_ext | L_18_ext | L_19_ext | L_20_ext | L_21_ext | L_22_ext | L_23_ext | L_24_ext | L_1_inj | L_2_inj | L_3_inj | L_4_inj | L_5_inj | L_6_inj | L_7_inj | L_8_inj | L_9_inj | L_10_inj | L_11_inj | L_12_inj | L_13_inj | L_14_inj | L_15_inj | L_16_inj | L_17_inj | L_18_inj | L_19_inj | L_20_inj | L_21_inj | L_22_inj | L_23_inj | L_24_inj | SE_1_ext | SE_2_ext | SE_3_ext | SE_4_ext | SE_5_ext | SE_6_ext | SE_7_ext | SE_8_ext | SE_9_ext | SE_10_ext | SE_11_ext | SE_12_ext | SE_13_ext | SE_14_ext | SE_15_ext | SE_16_ext | SE_17_ext | SE_18_ext | SE_19_ext | SE_20_ext | SE_21_ext | SE_22_ext | SE_23_ext | SE_24_ext | SE_1_inj | SE_2_inj | SE_3_inj | SE_4_inj | SE_5_inj | SE_6_inj | SE_7_inj | SE_8_inj | SE_9_inj | SE_10_inj | SE_11_inj | SE_12_inj | SE_13_inj | SE_14_inj | SE_15_inj | SE_16_inj | SE_17_inj | SE_18_inj | SE_19_inj | SE_20_inj | SE_21_inj | SE_22_inj | SE_23_inj | SE_24_inj
0 | 0 | 0 | 0 | 0 | 0 | 0 | 0 | 0 | 0 | 0 | 0 | 0 | 0 | 0 | 0 | 0 | 0 | 0 | 0 | 0 | 0 | 0 | 0 | 0 | 0 | 0 | 0 | 0 | 0 | 0 | 0 | 0 | 0 | 0 | 0 | 0 | 0 | 0 | 0 | 0 | 0 | 0 | 0 | 0 | 0 | 0 | 0 | 0 | 0 | 0 | 0 | 0 | 0 | 0 | 0 | 0 | 0 | 0 | 0 | 0 | 0 | 0 | 0 | 0 | 0 | 0 | 0 | 0 | 0 | 0 | 0 | 0 | 0 | 0 | 0 | 0 | 0 | 0 | 0 | 0 | 0 | 0 | 0 | 0 | 0 | 0 | 0 | 0 | 0 | 0 | 0 | 0 | 0 | 0 | 0 | 0 | 0 | 0 | 0 | 0 | 0 | 0 | 0 | 0 | 0 | 0 | 0 | 0 | 0 | 0 | 0 | 0 | 0 | 0 | 0 | 0 | 0 | 0 | 0 | 0 | 0 | 0 | 0 | 0 | 0 | 0 | 0 | 0 | 0 | 0 | 0 | 0 | 0 | 0 | 0 | 0 | 0 | 0 | 0 | 0 | 0 | 0 | 0 | 0 | 0 | 0 | 0 | 0 | 0 | 0 | 0 | 0 | 0 | 0 | 0 | 0 | 0 | 0 | 0 | 0 | 0 | 0 | 0 | 0 | 0 | 0 | 0 | 0 | 0 | 0 | 0 | 0 | 0 | 0 | 0 | 0 | 0 | 0 | 0 | 0 | 0 | 0 | 0 | 0 | 0 | 0 | 0 | 0 | 0 | 0 | 0 | 0 | 0 | 0 | 0 | 0 | 0 | 0 | 0 | 0 | 0 | 0 | 0 | 0 | 0 | 0 | 0 | 0 | 0 | 0 | 0 | 0 | 0 | 0 | 0 | 0 | 0 | 0 | 0 | 0 | 0 | 0 | 0 | 0 | 0 | 0 | 0 | 0 | 0 | 0 | 0 | 0 | 0 | 0 | 0 | 0 | 0 | 0 | 0 | 0
5 | -0.69503 | -0.70899 | -0.70348 | -0.69283 | -0.70603 | -0.7009 | -0.69206 | -0.70478 | -0.69986 | -0.68958 | -0.70168 | -0.69701 | -0.68941 | -0.70131 | -0.69663 | -0.68171 | -0.69245 | -0.68748 | -0.65934 | -0.66713 | -0.66159 | -0.64411 | -0.65007 | -0.6436 | -0.62755 | -0.63173 | -0.62439 | -0.61704 | -0.62037 | -0.61177 | -0.60588 | -0.60842 | -0.59915 | -0.60353 | -0.60566 | -0.59666 | -0.61279 | -0.6158 | -0.6077 | -0.62303 | -0.6271 | -0.61953 | -0.64111 | -0.64737 | -0.64019 | -0.66268 | -0.6713 | -0.66513 | -0.67843 | -0.68863 | -0.68363 | -0.68643 | -0.69721 | -0.69294 | -0.69289 | -0.70535 | -0.69978 | -0.69753 | -0.71136 | -0.70489 | -0.70095 | -0.71592 | -0.70937 | -0.70031 | -0.71535 | -0.70895 | -0.70274 | -0.71925 | -0.71265 | -0.70022 | -0.71633 | -0.71023 | 0.67411 | 0.68777 | 0.68257 | 0.6719 | 0.68492 | 0.67975 | 0.67119 | 0.68373 | 0.67878 | 0.6688 | 0.68074 | 0.67604 | 0.66867 | 0.68041 | 0.6757 | 0.66123 | 0.67182 | 0.66684 | 0.63956 | 0.64722 | 0.64173 | 0.62476 | 0.6306 | 0.62423 | 0.60863 | 0.6127 | 0.6055 | 0.59834 | 0.60155 | 0.59313 | 0.58742 | 0.58985 | 0.58078 | 0.58517 | 0.58719 | 0.57839 | 0.59422 | 0.59712 | 0.58919 | 0.60419 | 0.60816 | 0.60074 | 0.62176 | 0.62791 | 0.62084 | 0.64272 | 0.65121 | 0.64509 | 0.65801 | 0.66807 | 0.66306 | 0.66575 | 0.6764 | 0.67209 | 0.67194 | 0.68423 | 0.67865 | 0.67635 | 0.69001 | 0.68351 | 0.6796 | 0.69437 | 0.6878 | 0.67897 | 0.69382 | 0.6874 | 0.68136 | 0.69759 | 0.69103 | 0.67894 | 0.69482 | 0.68867 | 0.20492 | 0.19448 | 0.18878 | 0.17984 | 0.17667 | 0.15431 | 0.09167 | 0.050981 | 0.0080197 | -0.013324 | -0.039417 | -0.049701 | -0.026967 | 7.1023e-05 | 0.051722 | 0.10935 | 0.15025 | 0.17211 | 0.19637 | 0.21789 | 0.233 | 0.23077 | 0.23928 | 0.22676 | -0.17364 | -0.16206 | -0.15669 | -0.14767 | -0.14462 | -0.12264 | -0.060923 | -0.021038 | 0.021427 | 0.042568 | 0.068524 | 0.078514 | 0.055837 | 0.029266 | -0.021703 | -0.078447 | -0.11849 | -0.14034 | -0.1639 | -0.18496 | -0.19945 | -0.19653 | -0.20652 | -0.1935 | 5.1036 | 5.099 | 5.0963 | 5.0924 | 5.0904 | 5.0727 | 5.0211 | 4.984 | 4.9434 | 4.919 | 4.8913 | 4.8854 | 4.9085 | 4.9342 | 4.979 | 5.0314 | 5.0697 | 5.0891 | 5.0999 | 5.1086 | 5.1133 | 5.1115 | 5.1098 | 5.1104 | -5.0653 | -5.069 | -5.0664 | -5.0626 | -5.061 | -5.0433 | -4.9924 | -4.9562 | -4.9159 | -4.8913 | -4.8643 | -4.8588 | -4.8816 | -4.9065 | -4.9513 | -5.0027 | -5.0398 | -5.0599 | -5.0701 | -5.0781 | -5.0836 | -5.0822 | -5.0797 | -5.0816
10 | -1.4117 | -1.4398 | -1.4288 | -1.4072 | -1.4338 | -1.4235 | -1.4056 | -1.4312 | -1.4214 | -1.4005 | -1.4249 | -1.4156 | -1.4001 | -1.4241 | -1.4148 | -1.3845 | -1.4061 | -1.3962 | -1.339 | -1.3547 | -1.3435 | -1.308 | -1.3201 | -1.3071 | -1.2745 | -1.2829 | -1.2681 | -1.2532 | -1.26 | -1.2426 | -1.2306 | -1.2358 | -1.2171 | -1.2258 | -1.2302 | -1.212 | -1.2446 | -1.2507 | -1.2343 | -1.2653 | -1.2736 | -1.2583 | -1.302 | -1.3147 | -1.3002 | -1.3458 | -1.3632 | -1.3508 | -1.3778 | -1.3984 | -1.3884 | -1.3941 | -1.4158 | -1.4073 | -1.4073 | -1.4324 | -1.4213 | -1.4169 | -1.4447 | -1.4318 | -1.4239 | -1.454 | -1.4409 | -1.4225 | -1.4528 | -1.44 | -1.4274 | -1.4607 | -1.4476 | -1.4223 | -1.4548 | -1.4426 | 1.3276 | 1.3549 | 1.3441 | 1.3234 | 1.3493 | 1.3389 | 1.3221 | 1.347 | 1.337 | 1.3174 | 1.3411 | 1.3316 | 1.3171 | 1.3405 | 1.331 | 1.3025 | 1.3235 | 1.3136 | 1.2598 | 1.275 | 1.2641 | 1.2306 | 1.2422 | 1.2295 | 1.1987 | 1.2068 | 1.1925 | 1.1784 | 1.1847 | 1.168 | 1.1568 | 1.1615 | 1.1436 | 1.1524 | 1.1563 | 1.1389 | 1.1703 | 1.176 | 1.1603 | 1.19 | 1.1978 | 1.1831 | 1.2246 | 1.2368 | 1.2228 | 1.2659 | 1.2828 | 1.2706 | 1.2961 | 1.3161 | 1.3061 | 1.3114 | 1.3325 | 1.3239 | 1.3235 | 1.3479 | 1.3367 | 1.3321 | 1.3593 | 1.3462 | 1.3384 | 1.3678 | 1.3546 | 1.3372 | 1.3667 | 1.3539 | 1.3418 | 1.3741 | 1.3609 | 1.3372 | 1.3687 | 1.3564 | 0.44329 | 0.42212 | 0.41135 | 0.39234 | 0.38592 | 0.34091 | 0.21441 | 0.13253 | 0.045913 | 0.0031473 | -0.049306 | -0.070107 | -0.024199 | 0.03005 | 0.13415 | 0.25052 | 0.33256 | 0.37684 | 0.42602 | 0.46978 | 0.4999 | 0.49503 | 0.51075 | 0.48754 | -0.3139 | -0.29227 | -0.28146 | -0.26372 | -0.2576 | -0.21424 | -0.091766 | -0.012441 | 0.071985 | 0.11404 | 0.1656 | 0.18543 | 0.14046 | 0.08764 | -0.013773 | -0.12655 | -0.20618 | -0.24909 | -0.29603 | -0.33928 | -0.36626 | -0.36154 | -0.37754 | -0.35461 | 10.2374 | 10.228 | 10.2217 | 10.2151 | 10.2112 | 10.1755 | 10.0714 | 9.9968 | 9.9149 | 9.8654 | 9.8102 | 9.7983 | 9.845 | 9.8966 | 9.9869 | 10.0923 | 10.169 | 10.2088 | 10.23 | 10.2465 | 10.2575 | 10.2539 | 10.2541 | 10.2535 | -10.1098 | -10.109 | -10.1038 | -10.0959 | -10.0926 | -10.0579 | -9.9565 | -9.8847 | -9.8044 | -9.7556 | -9.7023 | -9.6909 | -9.7364 | -9.7861 | -9.8749 | -9.9771 | -10.0511 | -10.0904 | -10.111 | -10.124 | -10.1373 | -10.1333 | -10.134 | -10.1329
15 | -2.1506 | -2.1931 | -2.1767 | -2.1437 | -2.1838 | -2.1685 | -2.1412 | -2.1799 | -2.1652 | -2.1334 | -2.1702 | -2.1563 | -2.1328 | -2.169 | -2.1551 | -2.1089 | -2.1415 | -2.1267 | -2.0394 | -2.0632 | -2.0464 | -1.9923 | -2.0106 | -1.9909 | -1.9412 | -1.9541 | -1.9316 | -1.909 | -1.9193 | -1.8929 | -1.8746 | -1.8826 | -1.8542 | -1.8673 | -1.874 | -1.8464 | -1.8958 | -1.9052 | -1.8803 | -1.9274 | -1.9399 | -1.9168 | -1.9833 | -2.0025 | -1.9806 | -2.05 | -2.0763 | -2.0576 | -2.0988 | -2.1298 | -2.1148 | -2.1236 | -2.1564 | -2.1437 | -2.1439 | -2.1818 | -2.1651 | -2.1586 | -2.2007 | -2.1812 | -2.1694 | -2.2149 | -2.1953 | -2.1673 | -2.2131 | -2.194 | -2.1748 | -2.2251 | -2.2055 | -2.167 | -2.216 | -2.1978 | 1.9611 | 2.0018 | 1.9854 | 1.955 | 1.9936 | 1.978 | 1.9531 | 1.9902 | 1.9752 | 1.9462 | 1.9815 | 1.9673 | 1.9459 | 1.9806 | 1.9664 | 1.9243 | 1.9556 | 1.9406 | 1.8612 | 1.8838 | 1.8674 | 1.8179 | 1.8351 | 1.8163 | 1.7707 | 1.7826 | 1.7614 | 1.7404 | 1.7498 | 1.725 | 1.7084 | 1.7154 | 1.6887 | 1.7019 | 1.7077 | 1.6818 | 1.7285 | 1.7369 | 1.7136 | 1.7577 | 1.7692 | 1.7474 | 1.809 | 1.8271 | 1.8062 | 1.8701 | 1.8952 | 1.877 | 1.9147 | 1.9445 | 1.9295 | 1.9373 | 1.9689 | 1.9558 | 1.9551 | 1.9915 | 1.9747 | 1.9677 | 2.0082 | 1.9886 | 1.9769 | 2.0207 | 2.0009 | 1.9752 | 2.0191 | 1.9998 | 1.9819 | 2.0301 | 2.0102 | 1.9752 | 2.0222 | 2.0036 | 0.71566 | 0.68361 | 0.66697 | 0.63843 | 0.62861 | 0.56042 | 0.36891 | 0.24505 | 0.11446 | 0.049785 | -0.029347 | -0.060551 | 0.0083767 | 0.090322 | 0.24763 | 0.42376 | 0.54789 | 0.61477 | 0.68938 | 0.75616 | 0.80171 | 0.79374 | 0.81717 | 0.78359 | -0.42242 | -0.3911 | -0.37509 | -0.34887 | -0.33967 | -0.27521 | -0.093042 | 0.025169 | 0.15086 | 0.21409 | 0.29097 | 0.32059 | 0.25329 | 0.17424 | 0.023484 | -0.14469 | -0.26333 | -0.32708 | -0.39667 | -0.45969 | -0.50095 | -0.49348 | -0.51628 | -0.48383 | 15.4028 | 15.3882 | 15.3792 | 15.3683 | 15.3629 | 15.3087 | 15.1512 | 15.0387 | 14.9152 | 14.8399 | 14.757 | 14.7391 | 14.8097 | 14.8869 | 15.0238 | 15.1831 | 15.2989 | 15.359 | 15.3913 | 15.4164 | 15.4329 | 15.428 | 15.4298 | 15.4243 | -15.1252 | -15.1198 | -15.1125 | -15.1006 | -15.0958 | -15.0437 | -14.8933 | -14.7858 | -14.6666 | -14.5935 | -14.5138 | -14.4965 | -14.5645 | -14.6391 | -14.771 | -14.9238 | -15.0343 | -15.0922 | -15.1229 | -15.1443 | -15.1624 | -15.1569 | -15.1592 | -15.1538
20 | -2.9125 | -2.9695 | -2.9477 | -2.903 | -2.9569 | -2.9366 | -2.8995 | -2.9515 | -2.932 | -2.8889 | -2.9384 | -2.9199 | -2.888 | -2.9367 | -2.9181 | -2.8555 | -2.8994 | -2.8796 | -2.7613 | -2.7933 | -2.7708 | -2.6975 | -2.7221 | -2.6956 | -2.6283 | -2.6457 | -2.6155 | -2.5848 | -2.5988 | -2.5633 | -2.5385 | -2.5493 | -2.5109 | -2.5285 | -2.5377 | -2.5004 | -2.5669 | -2.5797 | -2.5462 | -2.6096 | -2.6266 | -2.5954 | -2.6854 | -2.7112 | -2.6818 | -2.7759 | -2.8112 | -2.7861 | -2.842 | -2.8836 | -2.8636 | -2.8756 | -2.9197 | -2.9027 | -2.9033 | -2.9542 | -2.932 | -2.9235 | -2.98 | -2.9541 | -2.9383 | -2.9993 | -2.9733 | -2.9354 | -2.9969 | -2.9714 | -2.9455 | -3.0131 | -2.987 | -2.9349 | -3.0008 | -2.9766 | 2.5752 | 2.629 | 2.607 | 2.5673 | 2.6183 | 2.5974 | 2.5647 | 2.6139 | 2.5939 | 2.5557 | 2.6026 | 2.5835 | 2.5553 | 2.6014 | 2.5824 | 2.5271 | 2.5685 | 2.5486 | 2.4441 | 2.474 | 2.4523 | 2.3872 | 2.4099 | 2.3849 | 2.325 | 2.3406 | 2.3126 | 2.2849 | 2.2972 | 2.2645 | 2.2426 | 2.2517 | 2.2166 | 2.2341 | 2.2416 | 2.2075 | 2.2692 | 2.2802 | 2.2494 | 2.3077 | 2.3229 | 2.2941 | 2.3752 | 2.3991 | 2.3715 | 2.4557 | 2.4889 | 2.4647 | 2.5144 | 2.5539 | 2.5338 | 2.544 | 2.5859 | 2.5684 | 2.5673 | 2.6155 | 2.5931 | 2.5836 | 2.6373 | 2.6112 | 2.5957 | 2.6537 | 2.6273 | 2.5934 | 2.6517 | 2.6259 | 2.6022 | 2.6661 | 2.6395 | 2.5935 | 2.6558 | 2.6309 | 1.0231 | 0.97968 | 0.95693 | 0.91871 | 0.90539 | 0.81356 | 0.55584 | 0.38945 | 0.21396 | 0.12733 | 0.021231 | -0.020959 | 0.071792 | 0.18182 | 0.39313 | 0.62956 | 0.7967 | 0.88665 | 0.98756 | 1.0772 | 1.1421 | 1.1283 | 1.1594 | 1.1143 | -0.5017 | -0.45925 | -0.438 | -0.4035 | -0.39144 | -0.30954 | -0.065199 | 0.091431 | 0.25829 | 0.34218 | 0.4444 | 0.48334 | 0.39397 | 0.28942 | 0.089452 | -0.13327 | -0.29044 | -0.37485 | -0.4665 | -0.54896 | -0.60398 | -0.5937 | -0.62341 | -0.58116 | 20.6012 | 20.5801 | 20.5685 | 20.5533 | 20.5461 | 20.4732 | 20.2615 | 20.1103 | 19.9444 | 19.8431 | 19.7324 | 19.7082 | 19.8025 | 19.9067 | 20.0904 | 20.3039 | 20.4596 | 20.5409 | 20.5846 | 20.6185 | 20.6398 | 20.6332 | 20.6371 | 20.6288 | -20.1074 | -20.1036 | -20.093 | -20.0771 | -20.0709 | -20.0029 | -19.8026 | -19.66 | -19.5019 | -19.4051 | -19.2991 | -19.2765 | -19.3666 | -19.4656 | -19.6407 | -19.8427 | -19.9893 | -20.0663 | -20.1067 | -20.1364 | -20.1589 | -20.1524 | -20.1564 | -20.1478
25 | -3.698 | -3.7698 | -3.7426 | -3.6858 | -3.7537 | -3.7284 | -3.6813 | -3.7468 | -3.7225 | -3.6678 | -3.7301 | -3.7071 | -3.6666 | -3.7278 | -3.7048 | -3.6252 | -3.6805 | -3.6557 | -3.5053 | -3.5456 | -3.5173 | -3.4241 | -3.4552 | -3.4218 | -3.3363 | -3.3584 | -3.3202 | -3.2813 | -3.2991 | -3.2541 | -3.2225 | -3.2364 | -3.1879 | -3.2098 | -3.2216 | -3.1744 | -3.2585 | -3.2747 | -3.2324 | -3.3127 | -3.3343 | -3.2948 | -3.409 | -3.4416 | -3.4045 | -3.524 | -3.5685 | -3.537 | -3.608 | -3.6605 | -3.6355 | -3.6509 | -3.7063 | -3.6852 | -3.6864 | -3.7504 | -3.7227 | -3.7122 | -3.7833 | -3.751 | -3.7312 | -3.8081 | -3.7756 | -3.7275 | -3.8049 | -3.7731 | -3.7404 | -3.8256 | -3.7931 | -3.7269 | -3.8098 | -3.7797 | 3.1701 | 3.237 | 3.2093 | 3.1605 | 3.2239 | 3.1977 | 3.1574 | 3.2186 | 3.1934 | 3.1464 | 3.2046 | 3.1807 | 3.146 | 3.2032 | 3.1793 | 3.1112 | 3.1626 | 3.1377 | 3.0089 | 3.046 | 3.0189 | 2.9386 | 2.9667 | 2.9357 | 2.8618 | 2.8811 | 2.8463 | 2.8121 | 2.8271 | 2.7868 | 2.7597 | 2.7708 | 2.7274 | 2.7493 | 2.7584 | 2.7163 | 2.7928 | 2.8062 | 2.7682 | 2.8403 | 2.8591 | 2.8234 | 2.9236 | 2.9532 | 2.9189 | 3.023 | 3.0642 | 3.0341 | 3.0954 | 3.1445 | 3.1194 | 3.132 | 3.1839 | 3.1621 | 3.1604 | 3.2204 | 3.1923 | 3.1804 | 3.247 | 3.2144 | 3.1951 | 3.2672 | 3.2341 | 3.1923 | 3.2647 | 3.2324 | 3.2031 | 3.2826 | 3.2491 | 3.1926 | 3.2699 | 3.239 | 1.366 | 1.3112 | 1.2822 | 1.2339 | 1.2171 | 1.1011 | 0.77588 | 0.56633 | 0.34504 | 0.23624 | 0.10275 | 0.04968 | 0.16618 | 0.30467 | 0.57114 | 0.86919 | 1.0798 | 1.1934 | 1.321 | 1.4344 | 1.5167 | 1.4988 | 1.5383 | 1.4816 | -0.54876 | -0.49697 | -0.47074 | -0.42805 | -0.41326 | -0.31087 | -0.0084998 | 0.18615 | 0.39363 | 0.49805 | 0.6253 | 0.67354 | 0.56256 | 0.43222 | 0.18383 | -0.092691 | -0.28796 | -0.39275 | -0.50602 | -0.60748 | -0.6758 | -0.66294 | -0.69935 | -0.6573 | 25.8303 | 25.8045 | 25.7903 | 25.7704 | 25.7615 | 25.6694 | 25.4027 | 25.2123 | 25.0028 | 24.8762 | 24.7365 | 24.7062 | 24.8246 | 24.9557 | 25.1871 | 25.4562 | 25.6527 | 25.7552 | 25.81 | 25.8535 | 25.8792 | 25.8724 | 25.8795 | 25.866 | -25.0666 | -25.0586 | -25.0455 | -25.0256 | -25.0184 | -24.9337 | -24.6849 | -24.5079 | -24.3111 | -24.1907 | -24.0588 | -24.0308 | -24.1426 | -24.2661 | -24.4838 | -24.735 | -24.9169 | -25.0125 | -25.0629 | -25.1001 | -25.1272 | -25.1199 | -25.1255 | -25.1114
30 | -4.508 | -4.5948 | -4.5623 | -4.493 | -4.5751 | -4.5449 | -4.4874 | -4.5666 | -4.5375 | -4.4708 | -4.5461 | -4.5186 | -4.4692 | -4.5433 | -4.5157 | -4.4185 | -4.4854 | -4.4557 | -4.2719 | -4.3207 | -4.2866 | -4.1729 | -4.2105 | -4.1702 | -4.0658 | -4.0927 | -4.0464 | -3.9989 | -4.0206 | -3.9661 | -3.9275 | -3.9444 | -3.8855 | -3.9118 | -3.9263 | -3.8691 | -3.9711 | -3.9909 | -3.9395 | -4.0371 | -4.0634 | -4.0155 | -4.1547 | -4.1942 | -4.1492 | -4.2951 | -4.3489 | -4.3109 | -4.3977 | -4.4611 | -4.4311 | -4.4501 | -4.5171 | -4.4919 | -4.4937 | -4.5711 | -4.5379 | -4.5257 | -4.6116 | -4.5728 | -4.5491 | -4.6422 | -4.6031 | -4.5445 | -4.6381 | -4.6 | -4.5602 | -4.6633 | -4.6244 | -4.5436 | -4.644 | -4.608 | 3.7465 | 3.8262 | 3.7928 | 3.7351 | 3.8108 | 3.7792 | 3.7316 | 3.8045 | 3.7742 | 3.7186 | 3.788 | 3.7592 | 3.7182 | 3.7865 | 3.7576 | 3.677 | 3.7384 | 3.7084 | 3.5559 | 3.6001 | 3.5678 | 3.4726 | 3.506 | 3.4691 | 3.3814 | 3.4043 | 3.363 | 3.3223 | 3.3401 | 3.2921 | 3.26 | 3.273 | 3.2214 | 3.2478 | 3.2584 | 3.2083 | 3.2994 | 3.3153 | 3.2701 | 3.3559 | 3.3781 | 3.3356 | 3.4546 | 3.4898 | 3.449 | 3.5724 | 3.6215 | 3.5855 | 3.6583 | 3.7168 | 3.6866 | 3.7015 | 3.7635 | 3.7372 | 3.735 | 3.8065 | 3.7727 | 3.7584 | 3.8379 | 3.7986 | 3.7756 | 3.8616 | 3.8218 | 3.7723 | 3.8587 | 3.8198 | 3.7851 | 3.8799 | 3.8396 | 3.7728 | 3.8649 | 3.8277 | 1.7456 | 1.679 | 1.6438 | 1.585 | 1.5653 | 1.4239 | 1.0297 | 0.77602 | 0.50868 | 0.37722 | 0.21614 | 0.15166 | 0.2924 | 0.45984 | 0.78212 | 1.143 | 1.3982 | 1.5359 | 1.691 | 1.8303 | 1.9299 | 1.9068 | 1.9547 | 1.886 | -0.56895 | -0.5047 | -0.47429 | -0.42314 | -0.40551 | -0.28301 | 0.076675 | 0.30858 | 0.55631 | 0.68135 | 0.83357 | 0.89091 | 0.75822 | 0.60272 | 0.30649 | -0.023552 | -0.25617 | -0.38108 | -0.51566 | -0.63737 | -0.71712 | -0.70161 | -0.74438 | -0.69327 | 31.093 | 31.0626 | 31.0452 | 31.0213 | 31.0099 | 30.8985 | 30.5753 | 30.3452 | 30.0924 | 29.9386 | 29.77 | 29.7333 | 29.8765 | 30.0349 | 30.3148 | 30.6405 | 30.8782 | 31.0027 | 31.0691 | 31.1182 | 31.151 | 31.145 | 31.1537 | 31.1381 | -29.9913 | -29.986 | -29.9703 | -29.9473 | -29.9383 | -29.8374 | -29.5409 | -29.3295 | -29.0947 | -28.9509 | -28.793 | -28.7595 | -28.8934 | -29.0408 | -29.3006 | -29.6007 | -29.8172 | -29.9314 | -29.9913 | -30.0333 | -30.0682 | -30.0595 | -30.067 | -30.0498
35 | -5.3433 | -5.4454 | -5.4076 | -5.3254 | -5.422 | -5.3868 | -5.3186 | -5.4117 | -5.3779 | -5.2989 | -5.3874 | -5.3554 | -5.2968 | -5.3839 | -5.3518 | -5.2364 | -5.3151 | -5.2804 | -5.0621 | -5.1195 | -5.0795 | -4.9445 | -4.9889 | -4.9413 | -4.8174 | -4.8493 | -4.7946 | -4.7383 | -4.7641 | -4.6997 | -4.6538 | -4.674 | -4.6045 | -4.6351 | -4.6524 | -4.5848 | -4.7053 | -4.7288 | -4.6682 | -4.7836 | -4.8146 | -4.7582 | -4.9231 | -4.9698 | -4.9168 | -5.0899 | -5.1532 | -5.1086 | -5.2118 | -5.2864 | -5.2513 | -5.2742 | -5.3529 | -5.3236 | -5.3263 | -5.4173 | -5.3786 | -5.3647 | -5.4657 | -5.4204 | -5.3928 | -5.5021 | -5.4566 | -5.3872 | -5.4973 | -5.4529 | -5.406 | -5.5273 | -5.482 | -5.3862 | -5.5042 | -5.4623 | 4.3044 | 4.3969 | 4.3577 | 4.2915 | 4.3793 | 4.3423 | 4.2876 | 4.3721 | 4.3366 | 4.2728 | 4.3532 | 4.3195 | 4.2723 | 4.3515 | 4.3177 | 4.2249 | 4.2961 | 4.2611 | 4.0855 | 4.1368 | 4.0991 | 3.9895 | 4.0281 | 3.9853 | 3.8842 | 3.9106 | 3.8628 | 3.8158 | 3.8361 | 3.7807 | 3.7438 | 3.7586 | 3.699 | 3.7297 | 3.7418 | 3.684 | 3.7895 | 3.8076 | 3.7554 | 3.8546 | 3.8802 | 3.8311 | 3.9685 | 4.0092 | 3.9619 | 4.1043 | 4.1612 | 4.1193 | 4.2032 | 4.2711 | 4.2359 | 4.253 | 4.325 | 4.2941 | 4.2913 | 4.3743 | 4.3348 | 4.3179 | 4.4102 | 4.3643 | 4.3376 | 4.4373 | 4.3908 | 4.3338 | 4.434 | 4.3885 | 4.3486 | 4.4585 | 4.4113 | 4.3345 | 4.4413 | 4.3977 | 2.1628 | 2.0843 | 2.0423 | 1.973 | 1.9497 | 1.783 | 1.3185 | 1.0197 | 0.7052 | 0.55097 | 0.36173 | 0.28582 | 0.45092 | 0.6479 | 1.0272 | 1.4521 | 1.7524 | 1.9148 | 2.0982 | 2.263 | 2.3796 | 2.353 | 2.4097 | 2.3289 | -0.55636 | -0.48305 | -0.44781 | -0.38883 | -0.36864 | -0.22615 | 0.18985 | 0.45901 | 0.74629 | 0.89192 | 1.0688 | 1.1352 | 0.9808 | 0.80026 | 0.45678 | 0.074051 | -0.19571 | -0.3404 | -0.49552 | -0.63541 | -0.72814 | -0.70994 | -0.7611 | -0.69906 | 36.3893 | 36.3547 | 36.3343 | 36.3057 | 36.2926 | 36.1612 | 35.7805 | 35.5099 | 35.2122 | 35.0321 | 34.8338 | 34.7907 | 34.9588 | 35.145 | 35.4741 | 35.8577 | 36.1371 | 36.2837 | 36.3623 | 36.4198 | 36.4596 | 36.4522 | 36.4627 | 36.4434 | -34.8959 | -34.8865 | -34.8686 | -34.8417 | -34.8316 | -34.7142 | -34.3703 | -34.1252 | -33.8527 | -33.6854 | -33.5027 | -33.4635 | -33.6189 | -33.7903 | -34.0915 | -34.4396 | -34.6912 | -34.8233 | -34.8927 | -34.9423 | -34.9819 | -34.9723 | -34.9795 | -34.961
40 | -6.2048 | -6.3224 | -6.2793 | -6.1839 | -6.2952 | -6.2551 | -6.1759 | -6.2831 | -6.2446 | -6.1528 | -6.2548 | -6.2183 | -6.1502 | -6.2505 | -6.214 | -6.0797 | -6.1703 | -6.1307 | -5.8765 | -5.9427 | -5.8967 | -5.7396 | -5.7909 | -5.7361 | -5.5919 | -5.6288 | -5.5657 | -5.5002 | -5.5302 | -5.4557 | -5.4021 | -5.4258 | -5.3453 | -5.3803 | -5.4006 | -5.3224 | -5.4618 | -5.4891 | -5.419 | -5.5527 | -5.5887 | -5.5235 | -5.7151 | -5.7689 | -5.7078 | -5.9092 | -5.9822 | -5.9309 | -6.0512 | -6.1371 | -6.097 | -6.1239 | -6.2146 | -6.1812 | -6.1851 | -6.2899 | -6.2456 | -6.2302 | -6.3465 | -6.2948 | -6.2633 | -6.3892 | -6.3373 | -6.2567 | -6.3835 | -6.3329 | -6.2787 | -6.4184 | -6.3667 | -6.2555 | -6.3913 | -6.3437 | 4.8444 | 4.9495 | 4.9045 | 4.8301 | 4.9298 | 4.8874 | 4.8258 | 4.9218 | 4.8811 | 4.8091 | 4.9005 | 4.8619 | 4.8087 | 4.8987 | 4.8599 | 4.7553 | 4.8362 | 4.796 | 4.598 | 4.6561 | 4.6133 | 4.4895 | 4.5332 | 4.4846 | 4.3705 | 4.4002 | 4.346 | 4.2929 | 4.3157 | 4.2529 | 4.2112 | 4.2277 | 4.1603 | 4.1955 | 4.2088 | 4.1435 | 4.2631 | 4.2835 | 4.2243 | 4.3368 | 4.3657 | 4.3101 | 4.4654 | 4.5115 | 4.4578 | 4.6189 | 4.6835 | 4.6358 | 4.7307 | 4.8078 | 4.7675 | 4.7868 | 4.8686 | 4.8332 | 4.8297 | 4.924 | 4.8788 | 4.8594 | 4.9642 | 4.9118 | 4.8814 | 4.9947 | 4.9414 | 4.8772 | 4.991 | 4.9389 | 4.8938 | 5.0187 | 4.9645 | 4.8781 | 4.9995 | 4.9493 | 2.6185 | 2.5276 | 2.4792 | 2.3991 | 2.3715 | 2.1792 | 1.6427 | 1.2981 | 0.93547 | 0.7581 | 0.54027 | 0.45273 | 0.64287 | 0.8696 | 1.3071 | 1.7973 | 2.1439 | 2.3314 | 2.5438 | 2.7341 | 2.8708 | 2.8388 | 2.9044 | 2.812 | -0.51409 | -0.4303 | -0.3923 | -0.32578 | -0.30296 | -0.14096 | 0.33069 | 0.63656 | 0.96336 | 1.1294 | 1.3308 | 1.4062 | 1.2305 | 1.0248 | 0.63466 | 0.19974 | -0.10683 | -0.27096 | -0.44631 | -0.60406 | -0.7093 | -0.68875 | -0.74595 | -0.67527 | 41.7203 | 41.6818 | 41.6585 | 41.6255 | 41.61 | 41.4586 | 41.0192 | 40.7069 | 40.3641 | 40.1561 | 39.9281 | 39.8785 | 40.0722 | 40.2865 | 40.666 | 41.1081 | 41.4305 | 41.5999 | 41.6906 | 41.7581 | 41.7988 | 41.7949 | 41.8069 | 41.782 | -39.7737 | -39.7442 | -39.7401 | -39.7093 | -39.698 | -39.564 | -39.1741 | -38.8954 | -38.5853 | -38.3951 | -38.1869 | -38.1422 | -38.3194 | -38.5142 | -38.8572 | -39.2525 | -39.5385 | -39.6884 | -39.7673 | -39.8249 | -39.8686 | -39.8582 | -39.8668 | -39.8455
45 | -7.0934 | -7.2269 | -7.1785 | -7.0696 | -7.1958 | -7.1508 | -7.0602 | -7.1817 | -7.1386 | -7.0336 | -7.1492 | -7.1084 | -7.0304 | -7.1442 | -7.1032 | -6.9494 | -7.0522 | -7.0076 | -6.716 | -6.7912 | -6.7391 | -6.5591 | -6.6174 | -6.5552 | -6.39 | -6.432 | -6.3603 | -6.2853 | -6.3196 | -6.2348 | -6.1732 | -6.2004 | -6.1088 | -6.1481 | -6.1714 | -6.0824 | -6.2412 | -6.2725 | -6.1927 | -6.3453 | -6.3863 | -6.3121 | -6.5314 | -6.5926 | -6.5232 | -6.7539 | -6.8368 | -6.7788 | -6.9169 | -7.0142 | -6.9691 | -7.0004 | -7.1031 | -7.0657 | -7.071 | -7.1898 | -7.1401 | -7.1233 | -7.2551 | -7.197 | -7.1615 | -7.3043 | -7.246 | -7.154 | -7.2977 | -7.2409 | -7.1793 | -7.3379 | -7.2802 | -7.1519 | -7.3061 | -7.2527 | 5.3667 | 5.4843 | 5.4335 | 5.3512 | 5.4626 | 5.4147 | 5.3465 | 5.4538 | 5.4079 | 5.3281 | 5.4303 | 5.3866 | 5.3277 | 5.4283 | 5.3845 | 5.2684 | 5.3588 | 5.3136 | 5.0937 | 5.1586 | 5.1105 | 4.973 | 5.0217 | 4.9674 | 4.8404 | 4.8733 | 4.8129 | 4.7536 | 4.7789 | 4.709 | 4.6625 | 4.6807 | 4.6056 | 4.6451 | 4.6597 | 4.587 | 4.7206 | 4.7431 | 4.6772 | 4.8028 | 4.8348 | 4.7728 | 4.9458 | 4.9972 | 4.9372 | 5.1165 | 5.1887 | 5.1352 | 5.2408 | 5.3271 | 5.2817 | 5.3033 | 5.3947 | 5.3547 | 5.3506 | 5.4561 | 5.405 | 5.3832 | 5.5004 | 5.4413 | 5.4074 | 5.5341 | 5.474 | 5.4028 | 5.5301 | 5.4713 | 5.4211 | 5.5608 | 5.4997 | 5.4039 | 5.5396 | 5.4829 | 3.1141 | 3.0107 | 2.9552 | 2.8639 | 2.8325 | 2.6138 | 2.0035 | 1.6121 | 1.2006 | 0.99965 | 0.7528 | 0.65321 | 0.86871 | 1.1259 | 1.6225 | 2.1794 | 2.5734 | 2.7867 | 3.0289 | 3.2475 | 3.4009 | 3.3655 | 3.4732 | 3.3338 | -0.44301 | -0.35063 | -0.30818 | -0.23411 | -0.20877 | -0.027712 | 0.49906 | 0.84125 | 1.2071 | 1.3934 | 1.6196 | 1.7036 | 1.5065 | 1.2763 | 0.83961 | 0.35315 | 0.010193 | -0.17323 | -0.36837 | -0.54347 | -0.66098 | -0.63783 | -0.70129 | -0.62181 | 47.087 | 47.0452 | 47.0189 | 46.981 | 46.9636 | 46.7915 | 46.2919 | 45.9373 | 45.5483 | 45.3128 | 45.0542 | 44.9979 | 45.2173 | 45.4603 | 45.8909 | 46.3928 | 46.759 | 46.9518 | 47.0549 | 47.129 | 47.1808 | 47.1738 | 47.1823 | 47.1448 | -44.6249 | -44.5915 | -44.5851 | -44.5508 | -44.5382 | -44.3873 | -43.952 | -43.6399 | -43.293 | -43.0799 | -42.8462 | -42.7963 | -42.995 | -43.2131 | -43.5969 | -44.0397 | -44.3597 | -44.5272 | -44.6158 | -44.6806 | -44.729 | -44.7171 | -44.728 | -44.7033
50 | -8.0115 | -8.1609 | -8.1074 | -7.9835 | -8.1249 | -8.075 | -7.9726 | -8.1088 | -8.0611 | -7.9424 | -8.072 | -8.0267 | -7.9385 | -8.066 | -8.0206 | -7.8465 | -7.9617 | -7.9121 | -7.5815 | -7.666 | -7.6077 | -7.4038 | -7.4693 | -7.3995 | -7.2124 | -7.2598 | -7.1792 | -7.0943 | -7.133 | -7.0377 | -6.9678 | -6.9986 | -6.8955 | -6.9392 | -6.9657 | -6.8655 | -7.0443 | -7.0797 | -6.99 | -7.162 | -7.2083 | -7.1249 | -7.3729 | -7.4416 | -7.3637 | -7.625 | -7.718 | -7.653 | -7.8098 | -7.9189 | -7.8686 | -7.9045 | -8.0197 | -7.9782 | -7.9851 | -8.1182 | -8.063 | -8.0451 | -8.1927 | -8.1282 | -8.0888 | -8.2488 | -8.184 | -8.0802 | -8.2413 | -8.1781 | -8.109 | -8.2867 | -8.2227 | -8.0777 | -8.2505 | -8.1914 | 5.8717 | 6.0017 | 5.9449 | 5.855 | 5.9781 | 5.9246 | 5.8499 | 5.9685 | 5.9172 | 5.8299 | 5.9428 | 5.8941 | 5.8295 | 5.9407 | 5.8919 | 5.7645 | 5.8644 | 5.8141 | 5.5728 | 5.6444 | 5.5911 | 5.44 | 5.4937 | 5.4337 | 5.2941 | 5.3303 | 5.2637 | 5.1984 | 5.2259 | 5.149 | 5.0979 | 5.1176 | 5.035 | 5.079 | 5.0947 | 5.0147 | 5.1622 | 5.1867 | 5.1142 | 5.2526 | 5.2877 | 5.2194 | 5.4098 | 5.4664 | 5.4002 | 5.5974 | 5.6771 | 5.6179 | 5.7341 | 5.8293 | 5.7789 | 5.8026 | 5.9037 | 5.8591 | 5.8541 | 5.9707 | 5.9139 | 5.8895 | 6.019 | 5.9533 | 5.9158 | 6.0559 | 5.9889 | 5.9108 | 6.0514 | 5.986 | 5.931 | 6.0852 | 6.0172 | 5.9123 | 6.0621 | 5.9988 | 3.653 | 3.5344 | 3.4717 | 3.3689 | 3.3336 | 3.0878 | 2.4019 | 1.9626 | 1.501 | 1.2763 | 0.99994 | 0.88821 | 1.1293 | 1.4175 | 1.9747 | 2.5997 | 3.0422 | 3.2818 | 3.5549 | 3.8005 | 3.9729 | 3.934 | 4.0511 | 3.8985 | -0.34319 | -0.24244 | -0.19571 | -0.11431 | -0.086558 | 0.11349 | 0.69455 | 1.0728 | 1.4775 | 1.6843 | 1.9347 | 2.0272 | 1.809 | 1.5542 | 1.0717 | 0.53414 | 0.1552 | -0.047431 | -0.26182 | -0.45388 | -0.58323 | -0.55767 | -0.62859 | -0.53939 | 52.4957 | 52.4462 | 52.4163 | 52.3741 | 52.3541 | 52.1608 | 51.5998 | 51.2022 | 50.7658 | 50.5019 | 50.2123 | 50.1495 | 50.3949 | 50.6671 | 51.15 | 51.7129 | 52.1243 | 52.341 | 52.457 | 52.5418 | 52.5997 | 52.5907 | 52.601 | 52.56 | -49.4496 | -49.4128 | -49.4046 | -49.3664 | -49.3523 | -49.1859 | -48.7046 | -48.3597 | -47.9758 | -47.7396 | -47.4812 | -47.4259 | -47.6456 | -47.8874 | -48.312 | -48.8015 | -49.155 | -49.3402 | -49.4378 | -49.5101 | -49.5627 | -49.5502 | -49.5603 | -49.5348
55 | -8.9584 | -9.1242 | -9.0655 | -8.9268 | -9.0837 | -9.029 | -8.9143 | -9.0655 | -9.0131 | -8.8803 | -9.0241 | -8.9745 | -8.8757 | -9.0171 | -8.9674 | -8.7721 | -8.8999 | -8.8454 | -8.4742 | -8.568 | -8.5034 | -8.2746 | -8.3475 | -8.27 | -8.0601 | -8.113 | -8.0233 | -7.9281 | -7.9714 | -7.8653 | -7.7866 | -7.8212 | -7.7064 | -7.7543 | -7.7842 | -7.6726 | -7.8719 | -7.9117 | -7.8117 | -8.0038 | -8.0555 | -7.9626 | -8.2404 | -8.3169 | -8.2304 | -8.5235 | -8.6267 | -8.5548 | -8.7311 | -8.852 | -8.7968 | -8.8376 | -8.9653 | -8.9198 | -8.9288 | -9.0764 | -9.0157 | -8.9967 | -9.1605 | -9.0895 | -9.0463 | -9.2238 | -9.1526 | -9.0366 | -9.2153 | -9.1459 | -9.069 | -9.2663 | -9.196 | -9.0337 | -9.2255 | -9.1606 | 6.36 | 6.5022 | 6.4394 | 6.3418 | 6.4765 | 6.4174 | 6.3364 | 6.4661 | 6.4095 | 6.3148 | 6.4383 | 6.3845 | 6.3145 | 6.4361 | 6.3822 | 6.2439 | 6.3532 | 6.2977 | 6.0355 | 6.1137 | 6.0553 | 5.891 | 5.9495 | 5.8839 | 5.732 | 5.7712 | 5.6985 | 5.6273 | 5.6571 | 5.5733 | 5.5176 | 5.5387 | 5.4488 | 5.4971 | 5.5139 | 5.4268 | 5.588 | 5.6144 | 5.5354 | 5.6865 | 5.7246 | 5.6501 | 5.8576 | 5.9193 | 5.847 | 6.0618 | 6.1489 | 6.084 | 6.2106 | 6.3148 | 6.2592 | 6.2851 | 6.3957 | 6.3464 | 6.3407 | 6.4683 | 6.4056 | 6.3786 | 6.5204 | 6.448 | 6.407 | 6.5602 | 6.4864 | 6.4016 | 6.5555 | 6.4833 | 6.4235 | 6.5923 | 6.5173 | 6.4034 | 6.5673 | 6.4974 | 4.2339 | 4.1002 | 4.0304 | 3.9158 | 3.8761 | 3.6023 | 2.839 | 2.3506 | 1.8382 | 1.589 | 1.2826 | 1.1583 | 1.4257 | 1.7455 | 2.3645 | 3.0594 | 3.5515 | 3.8181 | 4.1229 | 4.3963 | 4.5889 | 4.5459 | 4.6728 | 4.5074 | -0.21494 | -0.10618 | -0.054951 | 0.033473 | 0.063564 | 0.28248 | 0.91722 | 1.3311 | 1.7742 | 2.0013 | 2.2761 | 2.377 | 2.1376 | 1.8583 | 1.3304 | 0.74234 | 0.32778 | 0.10616 | -0.1271 | -0.33566 | -0.47677 | -0.44898 | -0.53236 | -0.42831 | 57.9357 | 57.8855 | 57.8526 | 57.8055 | 57.7829 | 57.5679 | 56.944 | 56.5021 | 56.0174 | 55.7247 | 55.4036 | 55.3338 | 55.6062 | 55.908 | 56.4443 | 57.07 | 57.5273 | 57.7681 | 57.8977 | 57.9931 | 58.0569 | 58.047 | 58.0587 | 58.0133 | -54.2498 | -54.2082 | -54.1977 | -54.1561 | -54.1406 | -53.9586 | -53.4318 | -53.054 | -52.6338 | -52.3748 | -52.0917 | -52.0312 | -52.272 | -52.5369 | -53.0017 | -53.5377 | -53.925 | -54.1271 | -54.2339 | -54.3135 | -54.3705 | -54.3567 | -54.3645 | -54.3407
60 | -9.9361 | -10.1186 | -10.0547 | -9.9009 | -10.0736 | -10.0141 | -9.8867 | -10.053 | -9.9961 | -9.8487 | -10.0069 | -9.953 | -9.8432 | -9.9988 | -9.9448 | -9.7275 | -9.8682 | -9.8086 | -9.395 | -9.4983 | -9.4274 | -9.1727 | -9.2531 | -9.1677 | -8.9339 | -8.9926 | -8.8935 | -8.7876 | -8.8357 | -8.7184 | -8.6305 | -8.6691 | -8.5422 | -8.5944 | -8.6278 | -8.5045 | -8.725 | -8.7691 | -8.6587 | -8.8716 | -8.9288 | -8.8263 | -9.1351 | -9.2195 | -9.1241 | -9.4505 | -9.5642 | -9.4852 | -9.6819 | -9.815 | -9.7546 | -9.8009 | -9.9413 | -9.8919 | -9.9031 | -10.0656 | -9.9994 | -9.9797 | -10.1599 | -10.0823 | -10.0355 | -10.2308 | -10.1532 | -10.0245 | -10.2212 | -10.1456 | -10.0609 | -10.278 | -10.2015 | -10.0211 | -10.2323 | -10.1617 | 6.8313 | 6.9856 | 6.9167 | 6.8118 | 6.958 | 6.8933 | 6.8062 | 6.947 | 6.8849 | 6.7831 | 6.9171 | 6.8582 | 6.7829 | 6.9148 | 6.8557 | 6.7068 | 6.8253 | 6.7647 | 6.4821 | 6.5668 | 6.5032 | 6.326 | 6.3892 | 6.3181 | 6.1541 | 6.1963 | 6.1177 | 6.0406 | 6.0724 | 5.9819 | 5.9217 | 5.9442 | 5.8471 | 5.8998 | 5.9175 | 5.8235 | 5.9982 | 6.0265 | 5.9411 | 6.1048 | 6.1457 | 6.0652 | 6.2895 | 6.3562 | 6.2778 | 6.51 | 6.6044 | 6.5337 | 6.6706 | 6.7837 | 6.723 | 6.751 | 6.871 | 6.817 | 6.8105 | 6.9489 | 6.8804 | 6.8509 | 7.0047 | 6.9256 | 6.8812 | 7.0474 | 6.9667 | 6.8754 | 7.0424 | 6.9634 | 6.899 | 7.0821 | 7 | 6.8776 | 7.0554 | 6.9787 | 4.8573 | 4.7096 | 4.6322 | 4.5054 | 4.4615 | 4.1591 | 3.3163 | 2.7775 | 2.2127 | 1.9389 | 1.6018 | 1.4647 | 1.7588 | 2.111 | 2.7933 | 3.5597 | 4.1027 | 4.3973 | 4.7346 | 5.0371 | 5.2513 | 5.203 | 5.3403 | 5.1603 | -0.060722 | 0.058091 | 0.1135 | 0.20906 | 0.2414 | 0.47882 | 1.1666 | 1.6158 | 2.0969 | 2.3447 | 2.6434 | 2.7527 | 2.4921 | 2.189 | 1.6159 | 0.97752 | 0.52769 | 0.28759 | 0.035699 | -0.18912 | -0.34164 | -0.31153 | -0.40083 | -0.28848 | 63.4205 | 63.365 | 63.3288 | 63.2764 | 63.2517 | 63.0143 | 62.3257 | 61.8386 | 61.3043 | 60.9823 | 60.6291 | 60.5521 | 60.8517 | 61.184 | 61.7747 | 62.4647 | 62.969 | 63.2351 | 63.3784 | 63.4841 | 63.5527 | 63.5437 | 63.5565 | 63.5082 | -59.0193 | -58.9781 | -58.9653 | -58.9202 | -58.9033 | -58.7062 | -58.1344 | -57.7239 | -57.2673 | -56.9859 | -56.6777 | -56.612 | -56.8744 | -57.162 | -57.6669 | -58.2489 | -58.6692 | -58.8886 | -59.0043 | -59.0913 | -59.1527 | -59.138 | -59.1474 | -59.1206
65 | -10.9476 | -11.1469 | -11.078 | -10.9071 | -11.0959 | -11.0317 | -10.8911 | -11.073 | -11.0114 | -10.8489 | -11.0219 | -10.9637 | -10.8425 | -11.0126 | -10.9542 | -10.7138 | -10.8675 | -10.803 | -10.3451 | -10.4582 | -10.3809 | -10.099 | -10.1872 | -10.0937 | -9.835 | -9.8995 | -9.7909 | -9.6737 | -9.7267 | -9.598 | -9.5004 | -9.5431 | -9.4039 | -9.4604 | -9.4974 | -9.3621 | -9.6044 | -9.6531 | -9.532 | -9.7664 | -9.8293 | -9.7168 | -10.0581 | -10.1505 | -10.046 | -10.4072 | -10.5316 | -10.4454 | -10.6637 | -10.8092 | -10.7436 | -10.7957 | -10.9491 | -10.8957 | -10.9097 | -11.0872 | -11.0155 | -10.9954 | -11.1923 | -11.1083 | -11.0579 | -11.2713 | -11.1874 | -11.0456 | -11.2605 | -11.1787 | -11.086 | -11.3234 | -11.2407 | -11.0416 | -11.2725 | -11.1963 | 7.2861 | 7.4523 | 7.3774 | 7.2654 | 7.4229 | 7.3525 | 7.2596 | 7.4112 | 7.3437 | 7.235 | 7.3794 | 7.3152 | 7.2348 | 7.377 | 7.3127 | 7.1534 | 7.2811 | 7.2153 | 6.9128 | 7.0039 | 6.9352 | 6.7453 | 6.8132 | 6.7365 | 6.5606 | 6.6058 | 6.5213 | 6.4383 | 6.4722 | 6.3751 | 6.3105 | 6.3341 | 6.23 | 6.2871 | 6.3056 | 6.2048 | 6.393 | 6.423 | 6.3313 | 6.5075 | 6.5512 | 6.4647 | 6.7056 | 6.7773 | 6.6928 | 6.9422 | 7.0437 | 6.9674 | 7.1144 | 7.2362 | 7.1704 | 7.2005 | 7.3299 | 7.2712 | 7.2638 | 7.413 | 7.3386 | 7.3065 | 7.4723 | 7.3864 | 7.3386 | 7.5178 | 7.4301 | 7.3325 | 7.5128 | 7.4267 | 7.3578 | 7.555 | 7.4658 | 7.3351 | 7.5266 | 7.4432 | 5.536 | 5.3643 | 5.2792 | 5.1399 | 5.0912 | 4.759 | 3.8347 | 3.2445 | 2.6263 | 2.327 | 1.9587 | 1.8082 | 2.1297 | 2.515 | 3.2621 | 4.1018 | 4.6973 | 5.0205 | 5.3915 | 5.7245 | 5.9678 | 5.9069 | 6.0546 | 5.8598 | 0.12366 | 0.25029 | 0.30959 | 0.412 | 0.44654 | 0.70239 | 1.4425 | 1.9266 | 2.446 | 2.714 | 3.0369 | 3.1542 | 2.8727 | 2.5454 | 1.9276 | 1.2397 | 0.75478 | 0.49616 | 0.2263 | -0.014323 | -0.17807 | -0.16121 | -0.24194 | -0.12071 | 68.9434 | 68.886 | 68.8462 | 68.7891 | 68.7618 | 68.4994 | 67.746 | 67.2124 | 66.6278 | 66.2755 | 65.8891 | 65.8051 | 66.1326 | 66.4961 | 67.1426 | 67.8982 | 68.451 | 68.7428 | 68.9003 | 69.0162 | 69.0827 | 69.083 | 69.0973 | 69.0449 | -63.7673 | -63.7224 | -63.7074 | -63.6588 | -63.641 | -63.4282 | -62.8117 | -62.3689 | -61.8762 | -61.5727 | -61.2401 | -61.1687 | -61.4519 | -61.7627 | -62.3074 | -62.9351 | -63.3883 | -63.6246 | -63.7494 | -63.8437 | -63.9091 | -63.8831 | -63.9039 | -63.8752
70 | -11.9898 | -12.2065 | -12.1324 | -11.9471 | -12.1524 | -12.0834 | -11.9291 | -12.1268 | -12.0607 | -11.8826 | -12.0706 | -12.0081 | -11.875 | -12.0599 | -11.9972 | -11.7332 | -11.9002 | -11.8307 | -11.326 | -11.4491 | -11.3651 | -11.0549 | -11.151 | -11.0492 | -10.7645 | -10.8349 | -10.7165 | -10.5876 | -10.6457 | -10.5052 | -10.3975 | -10.4444 | -10.2925 | -10.3532 | -10.394 | -10.2463 | -10.5112 | -10.5647 | -10.4325 | -10.6893 | -10.7581 | -10.6354 | -11.0104 | -11.1111 | -10.9973 | -11.3951 | -11.5303 | -11.4368 | -11.6778 | -11.8359 | -11.7652 | -11.8235 | -11.9902 | -11.9329 | -11.9501 | -12.1429 | -12.0657 | -12.0454 | -12.2594 | -12.1689 | -12.115 | -12.3469 | -12.2566 | -12.1013 | -12.335 | -12.2469 | -12.1466 | -12.4049 | -12.315 | -12.0968 | -12.3478 | -12.266 | 7.7246 | 7.9026 | 7.8216 | 7.7027 | 7.8714 | 7.7952 | 7.6967 | 7.8591 | 7.786 | 7.6707 | 7.8253 | 7.756 | 7.6706 | 7.823 | 7.7534 | 7.584 | 7.7207 | 7.6497 | 7.3277 | 7.4251 | 7.3513 | 7.149 | 7.2214 | 7.1393 | 6.9518 | 6.9997 | 6.9094 | 6.8207 | 6.8566 | 6.7529 | 6.6839 | 6.7087 | 6.5977 | 6.6592 | 6.6785 | 6.571 | 6.7725 | 6.8041 | 6.7064 | 6.8948 | 6.9412 | 6.8488 | 7.1061 | 7.1826 | 7.0922 | 7.3584 | 7.4671 | 7.3851 | 7.5421 | 7.6726 | 7.6016 | 7.6338 | 7.7725 | 7.709 | 7.7008 | 7.8606 | 7.7803 | 7.7457 | 7.9232 | 7.8307 | 7.7795 | 7.9714 | 7.8768 | 7.7731 | 7.9662 | 7.8733 | 7.8 | 8.0117 | 7.9153 | 7.7761 | 7.9812 | 7.891 | 6.2521 | 6.0659 | 5.9729 | 5.8206 | 5.7675 | 5.4078 | 4.3962 | 3.7529 | 3.0799 | 2.7546 | 2.3541 | 2.1904 | 2.5398 | 2.9588 | 3.7725 | 4.6877 | 5.337 | 5.6896 | 6.0955 | 6.4591 | 6.7242 | 6.6592 | 6.8317 | 6.608 | 0.33572 | 0.46988 | 0.5332 | 0.64226 | 0.67908 | 0.95295 | 1.7451 | 2.2638 | 2.8208 | 3.1091 | 3.4562 | 3.5815 | 3.2791 | 2.9279 | 2.2659 | 1.5285 | 1.0088 | 0.73198 | 0.44442 | 0.18544 | 0.013663 | 0.032819 | -0.067559 | 0.075452 | 74.5099 | 74.4503 | 74.4069 | 74.3445 | 74.3144 | 74.0259 | 73.2065 | 72.625 | 71.9887 | 71.6056 | 71.1856 | 71.0942 | 71.4499 | 71.8454 | 72.5491 | 73.3722 | 73.9749 | 74.293 | 74.4656 | 74.5933 | 74.6668 | 74.6657 | 74.6705 | 74.6259 | -68.4903 | -68.4417 | -68.4243 | -68.3723 | -68.353 | -68.1251 | -67.4644 | -66.9896 | -66.4612 | -66.1348 | -65.778 | -65.7017 | -66.0055 | -66.3391 | -66.9234 | -67.5965 | -68.0822 | -68.3355 | -68.469 | -68.5691 | -68.6404 | -68.6138 | -68.6335 | -68.6043
75 | -13.0688 | -13.3032 | -13.2241 | -13.0226 | -13.2446 | -13.1709 | -13.0024 | -13.2163 | -13.1457 | -12.9513 | -13.1547 | -13.0879 | -12.9424 | -13.1423 | -13.0754 | -12.7865 | -12.9672 | -12.8926 | -12.339 | -12.4722 | -12.3816 | -12.0416 | -12.1458 | -12.0356 | -11.7235 | -11.8001 | -11.6716 | -11.5304 | -11.5937 | -11.4412 | -11.3226 | -11.3741 | -11.209 | -11.2739 | -11.3187 | -11.1583 | -11.4466 | -11.505 | -11.3615 | -11.6415 | -11.7164 | -11.5832 | -11.9935 | -12.1027 | -11.9794 | -12.4155 | -12.5618 | -12.4608 | -12.7259 | -12.8968 | -12.8209 | -12.886 | -13.0663 | -13.005 | -13.0259 | -13.2345 | -13.1517 | -13.1316 | -13.363 | -13.2659 | -13.2086 | -13.4596 | -13.3628 | -13.1937 | -13.4464 | -13.3521 | -13.2714 | -13.5389 | -13.4271 | -13.2134 | -13.476 | -13.373 | 8.1469 | 8.3367 | 8.2495 | 8.124 | 8.3037 | 8.2218 | 8.1177 | 8.2908 | 8.2122 | 8.0904 | 8.2552 | 8.1806 | 8.0904 | 8.2528 | 8.178 | 7.9986 | 8.1444 | 8.0681 | 7.727 | 7.8306 | 7.7518 | 7.5372 | 7.6142 | 7.5267 | 7.3276 | 7.3783 | 7.2823 | 7.1879 | 7.2256 | 7.1156 | 7.0422 | 7.0681 | 6.9502 | 7.0162 | 7.0362 | 6.9222 | 7.1369 | 7.17 | 7.0662 | 7.2668 | 7.3159 | 7.2177 | 7.4911 | 7.5724 | 7.4761 | 7.759 | 7.8747 | 7.7871 | 7.954 | 8.0931 | 8.0169 | 8.0512 | 8.199 | 8.1307 | 8.1216 | 8.292 | 8.2058 | 8.1686 | 8.3579 | 8.2585 | 8.204 | 8.4086 | 8.3069 | 8.1973 | 8.4032 | 8.3033 | 8.2259 | 8.4514 | 8.3478 | 8.2009 | 8.4194 | 8.3222 | 7.0186 | 6.8167 | 6.7151 | 6.5496 | 6.4917 | 6.1005 | 5.0019 | 4.3043 | 3.5748 | 3.2228 | 2.7896 | 2.6119 | 2.99 | 3.4437 | 4.3256 | 5.3186 | 6.0235 | 6.4066 | 6.8485 | 7.2437 | 7.5315 | 7.4622 | 7.647 | 7.4081 | 0.57533 | 0.71699 | 0.78417 | 0.89977 | 0.93849 | 1.2303 | 2.0736 | 2.6269 | 3.2214 | 3.5302 | 3.9013 | 4.0344 | 3.7111 | 3.3361 | 2.6299 | 1.844 | 1.2898 | 0.99488 | 0.69004 | 0.41599 | 0.23355 | 0.25485 | 0.14901 | 0.29956 | 80.1237 | 80.0593 | 80.0122 | 79.9445 | 79.911 | 79.5986 | 78.7083 | 78.078 | 77.3884 | 76.9735 | 76.519 | 76.42 | 76.805 | 77.2333 | 77.9957 | 78.8883 | 79.5424 | 79.888 | 80.0758 | 80.2161 | 80.2969 | 80.2943 | 80.2957 | 80.251 | -73.188 | -73.1355 | -73.1162 | -73.0607 | -73.0406 | -72.7972 | -72.0924 | -71.586 | -71.0219 | -70.6734 | -70.2918 | -70.2106 | -70.5355 | -70.8915 | -71.5153 | -72.2331 | -72.7514 | -73.021 | -73.1638 | -73.2707 | -73.3463 | -73.3183 | -73.3408 | -73.3081

## bt3136_kVar_variation
kVAr_3ph | Voltage variation for reactive power (inductive) for every hour and every phase | [71 empty] | Voltage variation for reactive power (capacitive) for every hour and every phase
| Vreact_1_1_ind | Vreact_1_2_ind | Vreact_1_3_ind | Vreact_2_1_ind | Vreact_2_2_ind | Vreact_2_3_ind | Vreact_3_1_ind | Vreact_3_2_ind | Vreact_3_3_ind | Vreact_4_1_ind | Vreact_4_2_ind | Vreact_4_3_ind | Vreact_5_1_ind | Vreact_5_2_ind | Vreact_5_3_ind | Vreact_6_1_ind | Vreact_6_2_ind | Vreact_6_3_ind | Vreact_7_1_ind | Vreact_7_2_ind | Vreact_7_3_ind | Vreact_8_1_ind | Vreact_8_2_ind | Vreact_8_3_ind | Vreact_9_1_ind | Vreact_9_2_ind | Vreact_9_3_ind | Vreact_10_1_ind | Vreact_10_2_ind | Vreact_10_3_ind | Vreact_11_1_ind | Vreact_11_2_ind | Vreact_11_3_ind | Vreact_12_1_ind | Vreact_12_2_ind | Vreact_12_3_ind | Vreact_13_1_ind | Vreact_13_2_ind | Vreact_13_3_ind | Vreact_14_1_ind | Vreact_14_2_ind | Vreact_14_3_ind | Vreact_15_1_ind | Vreact_15_2_ind | Vreact_15_3_ind | Vreact_16_1_ind | Vreact_16_2_ind | Vreact_16_3_ind | Vreact_17_1_ind | Vreact_17_2_ind | Vreact_17_3_ind | Vreact_18_1_ind | Vreact_18_2_ind | Vreact_18_3_ind | Vreact_19_1_ind | Vreact_19_2_ind | Vreact_19_3_ind | Vreact_20_1_ind | Vreact_20_2_ind | Vreact_20_3_ind | Vreact_21_1_ind | Vreact_21_2_ind | Vreact_21_3_ind | Vreact_22_1_ind | Vreact_22_2_ind | Vreact_22_3_ind | Vreact_23_1_ind | Vreact_23_2_ind | Vreact_23_3_ind | Vreact_24_1_ind | Vreact_24_2_ind | Vreact_24_3_ind | Vreact_1_1_cap | Vreact_1_2_cap | Vreact_1_3_cap | Vreact_2_1_cap | Vreact_2_2_cap | Vreact_2_3_cap | Vreact_3_1_cap | Vreact_3_2_cap | Vreact_3_3_cap | Vreact_4_1_cap | Vreact_4_2_cap | Vreact_4_3_cap | Vreact_5_1_cap | Vreact_5_2_cap | Vreact_5_3_cap | Vreact_6_1_cap | Vreact_6_2_cap | Vreact_6_3_cap | Vreact_7_1_cap | Vreact_7_2_cap | Vreact_7_3_cap | Vreact_8_1_cap | Vreact_8_2_cap | Vreact_8_3_cap | Vreact_9_1_cap | Vreact_9_2_cap | Vreact_9_3_cap | Vreact_10_1_cap | Vreact_10_2_cap | Vreact_10_3_cap | Vreact_11_1_cap | Vreact_11_2_cap | Vreact_11_3_cap | Vreact_12_1_cap | Vreact_12_2_cap | Vreact_12_3_cap | Vreact_13_1_cap | Vreact_13_2_cap | Vreact_13_3_cap | Vreact_14_1_cap | Vreact_14_2_cap | Vreact_14_3_cap | Vreact_15_1_cap | Vreact_15_2_cap | Vreact_15_3_cap | Vreact_16_1_cap | Vreact_16_2_cap | Vreact_16_3_cap | Vreact_17_1_cap | Vreact_17_2_cap | Vreact_17_3_cap | Vreact_18_1_cap | Vreact_18_2_cap | Vreact_18_3_cap | Vreact_19_1_cap | Vreact_19_2_cap | Vreact_19_3_cap | Vreact_20_1_cap | Vreact_20_2_cap | Vreact_20_3_cap | Vreact_21_1_cap | Vreact_21_2_cap | Vreact_21_3_cap | Vreact_22_1_cap | Vreact_22_2_cap | Vreact_22_3_cap | Vreact_23_1_cap | Vreact_23_2_cap | Vreact_23_3_cap | Vreact_24_1_cap | Vreact_24_2_cap | Vreact_24_3_cap
0 | 0 | 0 | 0 | 0 | 0 | 0 | 0 | 0 | 0 | 0 | 0 | 0 | 0 | 0 | 0 | 0 | 0 | 0 | 0 | 0 | 0 | 0 | 0 | 0 | 0 | 0 | 0 | 0 | 0 | 0 | 0 | 0 | 0 | 0 | 0 | 0 | 0 | 0 | 0 | 0 | 0 | 0 | 0 | 0 | 0 | 0 | 0 | 0 | 0 | 0 | 0 | 0 | 0 | 0 | 0 | 0 | 0 | 0 | 0 | 0 | 0 | 0 | 0 | 0 | 0 | 0 | 0 | 0 | 0 | 0 | 0 | 0 | 0 | 0 | 0 | 0 | 0 | 0 | 0 | 0 | 0 | 0 | 0 | 0 | 0 | 0 | 0 | 0 | 0 | 0 | 0 | 0 | 0 | 0 | 0 | 0 | 0 | 0 | 0 | 0 | 0 | 0 | 0 | 0 | 0 | 0 | 0 | 0 | 0 | 0 | 0 | 0 | 0 | 0 | 0 | 0 | 0 | 0 | 0 | 0 | 0 | 0 | 0 | 0 | 0 | 0 | 0 | 0 | 0 | 0 | 0 | 0 | 0 | 0 | 0 | 0 | 0 | 0 | 0 | 0 | 0 | 0 | 0 | 0
10 | -3.888 | -3.8912 | -3.8972 | -3.883 | -3.886 | -3.8919 | -3.8796 | -3.8825 | -3.8883 | -3.8758 | -3.8785 | -3.884 | -3.8736 | -3.8759 | -3.8815 | -3.8643 | -3.8677 | -3.869 | -3.8401 | -3.8472 | -3.8381 | -3.8264 | -3.836 | -3.8193 | -3.8135 | -3.8257 | -3.8021 | -3.8098 | -3.8241 | -3.7939 | -3.8033 | -3.8193 | -3.7854 | -3.7986 | -3.8148 | -3.7812 | -3.8041 | -3.8188 | -3.7894 | -3.8125 | -3.8255 | -3.7995 | -3.83 | -3.8403 | -3.8203 | -3.8502 | -3.8569 | -3.8471 | -3.8647 | -3.8681 | -3.8677 | -3.8733 | -3.8755 | -3.8798 | -3.8856 | -3.8875 | -3.8912 | -3.8968 | -3.8986 | -3.902 | -3.9035 | -3.9058 | -3.9104 | -3.902 | -3.9048 | -3.9095 | -3.9029 | -3.9076 | -3.9137 | -3.8971 | -3.9023 | -3.909 | 3.7458 | 3.7488 | 3.7551 | 3.7413 | 3.7443 | 3.7501 | 3.7383 | 3.7412 | 3.7469 | 3.735 | 3.7377 | 3.7432 | 3.7331 | 3.7354 | 3.7409 | 3.7249 | 3.7282 | 3.7297 | 3.7035 | 3.7102 | 3.7021 | 3.6914 | 3.7004 | 3.6851 | 3.6799 | 3.6914 | 3.6695 | 3.6767 | 3.6901 | 3.6619 | 3.6709 | 3.6859 | 3.6541 | 3.6667 | 3.6819 | 3.6504 | 3.6716 | 3.6854 | 3.658 | 3.6792 | 3.6913 | 3.6671 | 3.6946 | 3.7044 | 3.6859 | 3.7126 | 3.7189 | 3.71 | 3.7255 | 3.7287 | 3.7286 | 3.7331 | 3.7352 | 3.7395 | 3.7438 | 3.7457 | 3.7493 | 3.7536 | 3.7555 | 3.7588 | 3.7594 | 3.7618 | 3.7663 | 3.7581 | 3.7609 | 3.7655 | 3.7585 | 3.7632 | 3.7693 | 3.7533 | 3.7585 | 3.7652
20 | -7.9354 | -7.9417 | -7.9538 | -7.9246 | -7.9306 | -7.9425 | -7.9172 | -7.9232 | -7.9347 | -7.9089 | -7.9144 | -7.9255 | -7.9042 | -7.9089 | -7.9202 | -7.8843 | -7.8913 | -7.8935 | -7.8325 | -7.8472 | -7.8278 | -7.8032 | -7.8231 | -7.7881 | -7.7756 | -7.801 | -7.7517 | -7.7678 | -7.7973 | -7.7347 | -7.754 | -7.7871 | -7.7169 | -7.7439 | -7.7776 | -7.7079 | -7.7556 | -7.786 | -7.725 | -7.7736 | -7.8005 | -7.7462 | -7.8108 | -7.8322 | -7.7905 | -7.854 | -7.8678 | -7.8471 | -7.8851 | -7.892 | -7.8909 | -7.9034 | -7.9077 | -7.9165 | -7.9299 | -7.9335 | -7.9411 | -7.9539 | -7.9574 | -7.9644 | -7.9684 | -7.9731 | -7.9824 | -7.9652 | -7.9709 | -7.9804 | -7.9676 | -7.9769 | -7.9894 | -7.9552 | -7.9656 | -7.9791 | 7.3635 | 7.3695 | 7.3817 | 7.355 | 7.361 | 7.3725 | 7.3492 | 7.3551 | 7.3664 | 7.3432 | 7.3486 | 7.3594 | 7.3395 | 7.3441 | 7.3551 | 7.3241 | 7.3305 | 7.3338 | 7.2837 | 7.2967 | 7.2813 | 7.2608 | 7.2782 | 7.2489 | 7.2391 | 7.2613 | 7.2192 | 7.2331 | 7.259 | 7.2044 | 7.222 | 7.2511 | 7.1893 | 7.2141 | 7.2436 | 7.1823 | 7.2233 | 7.25 | 7.197 | 7.2376 | 7.2613 | 7.2145 | 7.2669 | 7.2859 | 7.2503 | 7.301 | 7.3132 | 7.2963 | 7.3254 | 7.3317 | 7.3318 | 7.3398 | 7.344 | 7.3526 | 7.3599 | 7.3637 | 7.3708 | 7.3784 | 7.3822 | 7.3887 | 7.3891 | 7.3939 | 7.4028 | 7.3865 | 7.3922 | 7.4014 | 7.3871 | 7.3964 | 7.4085 | 7.3775 | 7.3877 | 7.4013
30 | -12.1625 | -12.172 | -12.1902 | -12.1451 | -12.1542 | -12.1721 | -12.1332 | -12.1422 | -12.1596 | -12.1198 | -12.128 | -12.1448 | -12.1122 | -12.1191 | -12.1362 | -12.08 | -12.0906 | -12.0935 | -11.9963 | -12.0193 | -11.9882 | -11.9492 | -11.9801 | -11.9249 | -11.9047 | -11.9444 | -11.867 | -11.8921 | -11.938 | -11.8405 | -11.8699 | -11.9215 | -11.8124 | -11.8538 | -11.9062 | -11.7978 | -11.8726 | -11.92 | -11.8248 | -11.9014 | -11.9434 | -11.8584 | -11.9612 | -11.9945 | -11.929 | -12.0308 | -12.0521 | -12.0192 | -12.0808 | -12.0915 | -12.0891 | -12.1103 | -12.1168 | -12.1301 | -12.1533 | -12.1587 | -12.1701 | -12.1922 | -12.1972 | -12.2081 | -12.216 | -12.2228 | -12.237 | -12.2108 | -12.2193 | -12.2336 | -12.2153 | -12.2293 | -12.2481 | -12.1954 | -12.2111 | -12.2314 | 10.8649 | 10.8738 | 10.8919 | 10.853 | 10.8619 | 10.8791 | 10.8447 | 10.8535 | 10.8703 | 10.8362 | 10.8443 | 10.8605 | 10.8309 | 10.8379 | 10.8542 | 10.8091 | 10.8186 | 10.8237 | 10.7517 | 10.7707 | 10.7488 | 10.7192 | 10.7446 | 10.7024 | 10.6883 | 10.7207 | 10.6596 | 10.6798 | 10.7176 | 10.6381 | 10.664 | 10.7063 | 10.6164 | 10.6526 | 10.6957 | 10.6064 | 10.6659 | 10.7047 | 10.6276 | 10.6863 | 10.7207 | 10.6528 | 10.728 | 10.7556 | 10.7041 | 10.7764 | 10.7943 | 10.77 | 10.8112 | 10.8205 | 10.821 | 10.8318 | 10.8379 | 10.8508 | 10.8602 | 10.8659 | 10.8765 | 10.8864 | 10.8921 | 10.9017 | 10.9013 | 10.9085 | 10.9217 | 10.8977 | 10.9062 | 10.9198 | 10.898 | 10.912 | 10.93 | 10.8843 | 10.8997 | 10.9197
40 | -16.778 | -16.6758 | -16.6407 | -16.7023 | -16.6213 | -16.6118 | -16.6571 | -16.5836 | -16.5923 | -16.5935 | -16.5625 | -16.5694 | -16.5553 | -16.5507 | -16.556 | -16.5088 | -16.5128 | -16.495 | -16.355 | -16.3867 | -16.3425 | -16.2871 | -16.3299 | -16.2523 | -16.2231 | -16.2782 | -16.1701 | -16.2048 | -16.2686 | -16.133 | -16.1732 | -16.2448 | -16.0935 | -16.15 | -16.2227 | -16.0726 | -16.177 | -16.2427 | -16.1104 | -16.2182 | -16.2765 | -16.158 | -16.3041 | -16.3503 | -16.2586 | -16.4044 | -16.4338 | -16.3872 | -16.4763 | -16.491 | -16.4868 | -16.5464 | -16.5453 | -16.5467 | -16.6453 | -16.6032 | -16.6064 | -16.8284 | -16.714 | -16.6923 | -16.8871 | -16.7758 | -16.7551 | -16.8811 | -16.768 | -16.7459 | -16.9088 | -16.7808 | -16.7732 | -16.8799 | -16.7528 | -16.7443 | 14.2601 | 14.272 | 14.2957 | 14.2453 | 14.2571 | 14.2799 | 14.2348 | 14.2465 | 14.2687 | 14.2243 | 14.235 | 14.2564 | 14.2175 | 14.2267 | 14.2483 | 14.1898 | 14.2023 | 14.2095 | 14.1172 | 14.1419 | 14.1141 | 14.076 | 14.1089 | 14.0548 | 14.0369 | 14.0788 | 14.0038 | 14.0263 | 14.0752 | 13.9879 | 14.0064 | 14.061 | 13.982 | 13.9921 | 14.0474 | 13.9776 | 14.0088 | 14.0588 | 13.987 | 14.0345 | 14.079 | 13.9998 | 14.0872 | 14.1232 | 14.0568 | 14.1487 | 14.172 | 14.141 | 14.1929 | 14.205 | 14.2062 | 14.2191 | 14.2271 | 14.2442 | 14.2548 | 14.2624 | 14.2763 | 14.2879 | 14.2954 | 14.3081 | 14.3065 | 14.3161 | 14.3335 | 14.3018 | 14.3132 | 14.3311 | 14.3017 | 14.3204 | 14.3444 | 14.2843 | 14.3047 | 14.3311
50 | -21.4575 | -21.3498 | -21.4201 | -21.4179 | -21.3167 | -21.3806 | -21.3932 | -21.2957 | -21.3563 | -21.3578 | -21.2662 | -21.3029 | -21.3417 | -21.2518 | -21.2866 | -21.2751 | -21.1994 | -21.1875 | -21.0871 | -21.0527 | -20.939 | -20.9288 | -20.9563 | -20.8156 | -20.8083 | -20.867 | -20.703 | -20.7595 | -20.8372 | -20.6533 | -20.7175 | -20.8058 | -20.602 | -20.6876 | -20.7743 | -20.5733 | -20.7219 | -20.8013 | -20.6224 | -20.8015 | -20.8614 | -20.6864 | -20.9862 | -21.0069 | -20.8267 | -21.1644 | -21.1213 | -21.0217 | -21.2611 | -21.1954 | -21.1785 | -21.3156 | -21.24 | -21.2659 | -21.4154 | -21.3253 | -21.3874 | -21.4986 | -21.3984 | -21.4725 | -21.5592 | -21.4461 | -21.5282 | -21.5516 | -21.4379 | -21.52 | -21.5768 | -21.4563 | -21.5459 | -21.5394 | -21.4213 | -21.5053 | 17.5578 | 17.5726 | 17.602 | 17.5408 | 17.5554 | 17.5838 | 17.5283 | 17.5427 | 17.5703 | 17.5159 | 17.5292 | 17.5558 | 17.5078 | 17.5192 | 17.5461 | 17.4748 | 17.4903 | 17.4996 | 17.3886 | 17.4186 | 17.3883 | 17.3415 | 17.3797 | 17.3334 | 17.3037 | 17.3441 | 17.2955 | 17.296 | 17.3401 | 17.281 | 17.2813 | 17.3233 | 17.2745 | 17.268 | 17.307 | 17.2672 | 17.2804 | 17.3205 | 17.2777 | 17.3029 | 17.3446 | 17.2923 | 17.3543 | 17.397 | 17.3372 | 17.4263 | 17.4546 | 17.4175 | 17.4789 | 17.4938 | 17.4957 | 17.5102 | 17.5202 | 17.5413 | 17.5524 | 17.562 | 17.5791 | 17.5918 | 17.6011 | 17.6168 | 17.6136 | 17.6255 | 17.6471 | 17.6079 | 17.6225 | 17.6444 | 17.6071 | 17.6305 | 17.6601 | 17.5864 | 17.6118 | 17.6445
60 | -26.3722 | -26.2569 | -26.3541 | -26.3242 | -26.2157 | -26.3057 | -26.2922 | -26.1879 | -26.2737 | -26.251 | -26.1529 | -26.2316 | -26.2301 | -26.1329 | -26.2097 | -26.1487 | -26.0685 | -26.1087 | -25.9288 | -25.8961 | -25.8353 | -25.8011 | -25.7994 | -25.681 | -25.6867 | -25.7053 | -25.5211 | -25.6489 | -25.6847 | -25.4721 | -25.5971 | -25.6432 | -25.409 | -25.5399 | -25.6037 | -25.3436 | -25.6039 | -25.6377 | -25.4188 | -25.6736 | -25.6996 | -25.5 | -25.8258 | -25.8354 | -25.7033 | -26.0118 | -25.9772 | -25.9229 | -26.1364 | -26.0665 | -26.0922 | -26.2045 | -26.1215 | -26.1853 | -26.3253 | -26.2299 | -26.3087 | -26.4297 | -26.3241 | -26.4143 | -26.5032 | -26.3836 | -26.4869 | -26.4934 | -26.3733 | -26.4778 | -26.5167 | -26.3951 | -26.512 | -26.4691 | -26.35 | -26.4634 | 20.7656 | 20.7833 | 20.8181 | 20.747 | 20.7644 | 20.7982 | 20.7326 | 20.7498 | 20.7827 | 20.7187 | 20.7345 | 20.7662 | 20.7094 | 20.723 | 20.755 | 20.6719 | 20.6899 | 20.7034 | 20.5798 | 20.608 | 20.594 | 20.5322 | 20.5647 | 20.5404 | 20.4926 | 20.5301 | 20.5069 | 20.487 | 20.5313 | 20.4963 | 20.4732 | 20.5189 | 20.4936 | 20.4584 | 20.5036 | 20.4869 | 20.4698 | 20.5116 | 20.4942 | 20.4932 | 20.5325 | 20.5055 | 20.5488 | 20.5844 | 20.5467 | 20.6209 | 20.6497 | 20.624 | 20.6772 | 20.6943 | 20.6998 | 20.7127 | 20.7245 | 20.7497 | 20.7607 | 20.7722 | 20.7925 | 20.8056 | 20.8168 | 20.8354 | 20.8302 | 20.8445 | 20.8701 | 20.8237 | 20.8411 | 20.8671 | 20.8221 | 20.8499 | 20.8852 | 20.7982 | 20.8286 | 20.8675
70 | -31.6147 | -31.4915 | -31.6173 | -31.5584 | -31.4421 | -31.56 | -31.5173 | -31.4059 | -31.5186 | -31.4679 | -31.363 | -31.4673 | -31.4401 | -31.3358 | -31.4376 | -31.3436 | -31.256 | -31.3259 | -31.0876 | -31.045 | -31.0187 | -30.9329 | -30.9304 | -30.8249 | -30.7852 | -30.8213 | -30.6328 | -30.7348 | -30.8052 | -30.5783 | -30.6581 | -30.755 | -30.5122 | -30.5971 | -30.7003 | -30.4594 | -30.6682 | -30.7446 | -30.519 | -30.7678 | -30.819 | -30.6124 | -30.9691 | -30.9815 | -30.8566 | -31.1916 | -31.1499 | -31.1328 | -31.3343 | -31.2559 | -31.3104 | -31.4144 | -31.3241 | -31.4089 | -31.5632 | -31.4624 | -31.559 | -31.6942 | -31.5829 | -31.6903 | -31.784 | -31.6575 | -31.7837 | -31.7718 | -31.6448 | -31.7733 | -31.794 | -31.6713 | -31.8174 | -31.7338 | -31.614 | -31.7587 | 23.8931 | 23.9136 | 23.9541 | 23.8707 | 23.8908 | 23.9303 | 23.8544 | 23.8744 | 23.9125 | 23.8393 | 23.8576 | 23.8943 | 23.8288 | 23.8445 | 23.8816 | 23.789 | 23.8079 | 23.8303 | 23.6926 | 23.7227 | 23.7248 | 23.645 | 23.6815 | 23.6756 | 23.6071 | 23.6483 | 23.6482 | 23.6051 | 23.6533 | 23.6434 | 23.5929 | 23.6428 | 23.6459 | 23.5762 | 23.6256 | 23.638 | 23.5861 | 23.6318 | 23.6415 | 23.6093 | 23.6525 | 23.6493 | 23.6649 | 23.7051 | 23.6861 | 23.7382 | 23.7676 | 23.7575 | 23.796 | 23.8135 | 23.8279 | 23.8331 | 23.8467 | 23.876 | 23.8863 | 23.8996 | 23.9231 | 23.9362 | 23.9493 | 23.9707 | 23.9633 | 23.9799 | 24.0096 | 23.9563 | 23.976 | 24.0064 | 23.9533 | 23.9856 | 24.0264 | 23.9267 | 23.9619 | 24.007
80 | -37.2671 | -37.1357 | -37.2925 | -37.1934 | -37.0691 | -37.217 | -37.1418 | -37.023 | -37.1647 | -37.0821 | -36.97 | -37.1017 | -37.0451 | -36.9334 | -37.0622 | -36.929 | -36.8336 | -36.9355 | -36.6247 | -36.5713 | -36.5956 | -36.4448 | -36.4331 | -36.3873 | -36.2778 | -36.3031 | -36.1871 | -36.2261 | -36.292 | -36.121 | -36.1424 | -36.236 | -36.0221 | -36.0691 | -36.169 | -35.9452 | -36.147 | -36.2166 | -36.0341 | -36.2608 | -36.3039 | -36.1649 | -36.4939 | -36.5014 | -36.4345 | -36.7548 | -36.7057 | -36.732 | -36.9221 | -36.8347 | -36.9201 | -37.0182 | -36.9202 | -37.0275 | -37.2032 | -37.0966 | -37.2123 | -37.3682 | -37.2509 | -37.3769 | -37.4794 | -37.3455 | -37.4964 | -37.464 | -37.3299 | -37.4843 | -37.4866 | -37.363 | -37.5406 | -37.4107 | -37.2902 | -37.4689 | 26.9422 | 26.9654 | 27.0113 | 26.9176 | 26.9403 | 26.9851 | 26.8996 | 26.9222 | 26.9656 | 26.8834 | 26.9041 | 26.9458 | 26.8718 | 26.8897 | 26.9317 | 26.8308 | 26.8518 | 26.8811 | 26.7318 | 26.7645 | 26.7802 | 26.6842 | 26.7238 | 26.7355 | 26.6474 | 26.6918 | 26.7144 | 26.6487 | 26.7008 | 26.7153 | 26.6383 | 26.6922 | 26.7232 | 26.6198 | 26.6733 | 26.7142 | 26.6282 | 26.6777 | 26.7138 | 26.6512 | 26.6978 | 26.718 | 26.7078 | 26.7513 | 26.7501 | 26.7817 | 26.8137 | 26.8153 | 26.8396 | 26.8588 | 26.8801 | 26.8773 | 26.8927 | 26.9259 | 26.9351 | 26.9503 | 26.9768 | 26.9895 | 27.0045 | 27.0286 | 27.0188 | 27.0376 | 27.0712 | 27.011 | 27.0334 | 27.0678 | 27.0069 | 27.0435 | 27.0899 | 26.9777 | 27.0177 | 27.0688

## bt3399_Coeff
| LoadShape |  |  | PV Shape |  |  | Voltage magnitude sensitivity to active power |  | Voltage magnitude sensitivity to reactive power |  | Linear coefficients contribution of power extraction | [8 empty] | Linear coefficients contribution of power injection (1) | [8 empty] | Linear coefficients contribution of power injection (2)
| LS_WK | LS_SA | LS_SU | PV_shape_M1 | PV_shape_M2 | PV_shape_M3 | a_{b,h}^{+} | a_{b,h}^{-} | a_{b,h}^{ind} | a_{b,h}^{cap} | a_(ext,b,1,h)^L | a_(ext,b,2,h)^L | a_(ext,b,3,h)^L | a_(ext,b,4,h)^L | a_(ext,b,5,h)^L | a_(ext,b,6,h)^L | a_(ext,b,7,h)^L | a_(ext,b,8,h)^L | a_(ext,b,9,h)^L | a_(inj1,b,1,h)^L | a_(inj1,b,2,h)^L | a_(inj1,b,3,h)^L | a_(inj1,b,4,h)^L | a_(inj1,b,5,h)^L | a_(inj1,b,6,h)^L | a_(inj1,b,7,h)^L | a_(inj1,b,8,h)^L | a_(inj1,b,9,h)^L | a_(inj2,b,1,h)^L | a_(inj2,b,2,h)^L | a_(inj2,b,3,h)^L | a_(inj2,b,4,h)^L | a_(inj2,b,5,h)^L | a_(inj2,b,6,h)^L | a_(inj2,b,7,h)^L | a_(inj2,b,8,h)^L | a_(inj2,b,9,h)^L
1 | 0.582 | 0.769 | 0.769 | 0 | 0 | 0 | -1.3025 | 0.89368 | -1.2655 | 0.838 | 0.21478 | 0.23839 | 0.23163 | 0.21981 | 0.245 | 0.23764 | 0.21812 | 0.24174 | 0.23455 | -0.026044 | -0.032341 | -0.028767 | -0.029143 | -0.03641 | -0.032395 | -0.028144 | -0.03449 | -0.030622 | 0.072329 | 0.068256 | 0.070747 | 0.070035 | 0.065261 | 0.068079 | 0.07076 | 0.066625 | 0.069354
2 | 0.544 | 0.777 | 0.782 | 0 | 0 | 0 | -1.2932 | 0.88932 | -1.2603 | 0.8371 | 0.2095 | 0.23133 | 0.22519 | 0.21409 | 0.23759 | 0.23094 | 0.214 | 0.23627 | 0.22947 | -0.023075 | -0.028422 | -0.025088 | -0.02592 | -0.032276 | -0.031505 | -0.025784 | -0.031455 | -0.027728 | 0.07445 | 0.071019 | 0.073298 | 0.072226 | 0.068116 | 0.07068 | 0.072403 | 0.068793 | 0.071445
3 | 0.536 | 0.751 | 0.784 | 0 | 0 | 0 | -1.2863 | 0.88625 | -1.2562 | 0.83648 | 0.20536 | 0.22537 | 0.21967 | 0.2097 | 0.23185 | 0.22566 | 0.21102 | 0.23253 | 0.22616 | -0.020806 | -0.025082 | -0.029524 | -0.023339 | -0.028985 | -0.025658 | -0.024059 | -0.029271 | -0.025799 | 0.07613 | 0.073409 | 0.069548 | 0.07411 | 0.07054 | 0.072877 | 0.073636 | 0.070364 | 0.072798
4 | 0.488 | 0.73 | 0.727 | 0 | 0 | 0 | -1.2814 | 0.88405 | -1.2534 | 0.83609 | 0.20166 | 0.2208 | 0.21563 | 0.20872 | 0.23024 | 0.22433 | 0.20729 | 0.2276 | 0.22172 | -0.018595 | -0.030027 | -0.027162 | -0.022765 | -0.028075 | -0.024821 | -0.021936 | -0.02649 | -0.023271 | 0.077656 | 0.069235 | 0.071279 | 0.074586 | 0.071171 | 0.073472 | 0.075161 | 0.072343 | 0.074626
5 | 0.495 | 0.693 | 0.724 | 0.03 | 0 | 0 | -1.2776 | 0.88233 | -1.2517 | 0.83569 | 0.19745 | 0.22001 | 0.21494 | 0.20389 | 0.22874 | 0.22298 | 0.20133 | 0.22445 | 0.21911 | -0.015924 | -0.029574 | -0.026761 | -0.019681 | -0.027277 | -0.023973 | -0.018204 | -0.024616 | -0.029177 | 0.079762 | 0.069547 | 0.071373 | 0.077017 | 0.071945 | 0.074145 | 0.077873 | 0.073731 | 0.06979
6 | 0.506 | 0.662 | 0.705 | 0.15 | 0.13 | 0.07 | -1.2516 | 0.87036 | -1.2409 | 0.83256 | 0.18051 | 0.20148 | 0.20428 | 0.18357 | 0.20557 | 0.20799 | 0.1833 | 0.20412 | 0.20661 | -0.012525 | -0.018023 | -0.01999 | -0.014391 | -0.02028 | -0.02227 | -0.014111 | -0.019241 | -0.021269 | 0.082383 | 0.078834 | 0.076855 | 0.080989 | 0.076973 | 0.07517 | 0.081247 | 0.077836 | 0.075953
7 | 0.506 | 0.67 | 0.69 | 0.34 | 0.28 | 0.27 | -1.2064 | 0.85004 | -1.2198 | 0.8277 | 0.15218 | 0.17657 | 0.17283 | 0.15302 | 0.17747 | 0.17355 | 0.15323 | 0.17702 | 0.17316 | -0.0011497 | -0.009277 | -0.014596 | -0.0017287 | -0.0099145 | -0.0077396 | -0.0017573 | -0.0094699 | -0.014732 | 0.091405 | 0.085496 | 0.08096 | 0.090934 | 0.084983 | 0.086509 | 0.090972 | 0.085248 | 0.080898
8 | 0.481 | 0.669 | 0.697 | 0.53 | 0.49 | 0.43 | -1.1703 | 0.83297 | -1.2026 | 0.82456 | 0.12795 | 0.1465 | 0.14921 | 0.1337 | 0.1542 | 0.15601 | 0.13076 | 0.1501 | 0.15218 | 0 | 0 | 0 | 0 | -0.0015348 | -0.0031803 | 0 | 0 | -0.0007332 | 0.093163 | 0.089564 | 0.087574 | 0.096258 | 0.091919 | 0.090347 | 0.097738 | 0.087984 | 0.092179
9 | 0.498 | 0.716 | 0.694 | 0.77 | 0.71 | 0.62 | -1.1354 | 0.81552 | -1.1869 | 0.82353 | 0.10562 | 0.12452 | 0.12985 | 0.10984 | 0.13071 | 0.13528 | 0.10762 | 0.12721 | 0.13159 | 0 | 0 | 0 | 0 | 0 | 0 | 0 | 0 | 0 | 0.10094 | 0.096503 | 0.092911 | 0.098684 | 0.093353 | 0.096098 | 0.10001 | 0.095304 | 0.098062
10 | 0.547 | 0.687 | 0.794 | 0.85 | 0.82 | 0.77 | -1.1235 | 0.80934 | -1.183 | 0.8236 | 0.10179 | 0.11783 | 0.11846 | 0.10308 | 0.12025 | 0.12037 | 0.10566 | 0.12342 | 0.1224 | 0 | 0 | 0 | 0 | 0 | 0 | 0 | 0 | 0 | 0.10373 | 0.10092 | 0.10013 | 0.10311 | 0.099735 | 0.099183 | 0.10196 | 0.098241 | 0.098169
11 | 0.571 | 0.804 | 0.831 | 0.94 | 0.92 | 0.93 | -1.1126 | 0.8037 | -1.1793 | 0.82373 | 0.096555 | 0.1122 | 0.10678 | 0.097283 | 0.11426 | 0.10849 | 0.10095 | 0.11838 | 0.1112 | 0 | 0 | 0 | 0 | 0 | 0 | 0 | 0 | 0 | 0.10753 | 0.10478 | 0.10183 | 0.10731 | 0.10368 | 0.10096 | 0.10536 | 0.10174 | 0.10547
12 | 0.633 | 0.804 | 0.841 | 0.95 | 0.94 | 0.95 | -1.1137 | 0.80425 | -1.1801 | 0.82355 | 0.10092 | 0.1177 | 0.11153 | 0.098221 | 0.11455 | 0.10846 | 0.097702 | 0.11367 | 0.10695 | 0 | 0 | 0 | 0 | 0 | 0 | 0 | 0 | 0 | 0.10525 | 0.10219 | 0.10543 | 0.10689 | 0.10377 | 0.10119 | 0.1072 | 0.10424 | 0.10199
13 | 0.725 | 0.822 | 0.752 | 0.85 | 0.8 | 0.82 | -1.1326 | 0.81366 | -1.1889 | 0.82299 | 0.1101 | 0.13159 | 0.1247 | 0.11043 | 0.13199 | 0.12455 | 0.10399 | 0.12345 | 0.11669 | 0 | 0 | 0 | 0 | 0 | 0 | 0 | 0 | 0 | 0.099438 | 0.093879 | 0.097479 | 0.09931 | 0.099746 | 0.097624 | 0.10259 | 0.097908 | 0.10143
14 | 0.691 | 0.812 | 0.83 | 0.71 | 0.67 | 0.69 | -1.1514 | 0.82298 | -1.1977 | 0.82332 | 0.12457 | 0.14665 | 0.13944 | 0.12087 | 0.14193 | 0.13451 | 0.11824 | 0.13846 | 0.13142 | 0 | 0 | 0 | 0 | 0 | 0 | 0 | 0 | 0 | 0.096568 | 0.091176 | 0.094802 | 0.098367 | 0.093405 | 0.097145 | 0.099631 | 0.095021 | 0.098599
15 | 0.674 | 0.842 | 0.812 | 0.52 | 0.55 | 0.49 | -1.1823 | 0.83781 | -1.2144 | 0.82555 | 0.14704 | 0.16254 | 0.16408 | 0.14255 | 0.15841 | 0.1597 | 0.13898 | 0.15363 | 0.15506 | 0 | -0.0065672 | -0.0080462 | 0 | -0.0039888 | -0.0052492 | 0 | -0.00087697 | -0.0022674 | 0.089587 | 0.088505 | 0.087062 | 0.091771 | 0.090376 | 0.089039 | 0.093585 | 0.092727 | 0.091308
16 | 0.638 | 0.88 | 0.879 | 0.36 | 0.32 | 0.26 | -1.2227 | 0.85643 | -1.2329 | 0.82967 | 0.16585 | 0.19094 | 0.19287 | 0.16173 | 0.18689 | 0.18826 | 0.15984 | 0.18459 | 0.18613 | -0.0097854 | -0.017895 | -0.019578 | -0.007098 | -0.015385 | -0.01677 | -0.0058405 | -0.014666 | -0.015451 | 0.08512 | 0.079366 | 0.077758 | 0.087068 | 0.08117 | 0.07975 | 0.087981 | 0.082209 | 0.080728
17 | 0.719 | 0.82 | 0.934 | 0.16 | 0.12 | 0.09 | -1.2634 | 0.87519 | -1.2494 | 0.83408 | 0.19177 | 0.21906 | 0.21711 | 0.1897 | 0.21659 | 0.21324 | 0.18545 | 0.21168 | 0.20957 | -0.019364 | -0.02841 | -0.027572 | -0.017853 | -0.026652 | -0.025126 | -0.01547 | -0.024047 | -0.023163 | 0.077423 | 0.071037 | 0.071424 | 0.078571 | 0.072388 | 0.07326 | 0.080251 | 0.074164 | 0.074604
18 | 0.75 | 0.828 | 0.927 | 0.03 | 0 | 0 | -1.2861 | 0.88619 | -1.2565 | 0.83669 | 0.21014 | 0.23754 | 0.23142 | 0.20652 | 0.23187 | 0.22441 | 0.20222 | 0.22733 | 0.22126 | -0.024105 | -0.032538 | -0.029107 | -0.021201 | -0.028904 | -0.024802 | -0.018901 | -0.026612 | -0.023216 | 0.074106 | 0.067914 | 0.070375 | 0.07592 | 0.070628 | 0.073493 | 0.07751 | 0.072162 | 0.074595
19 | 0.836 | 0.977 | 0.967 | 0 | 0 | 0 | -1.3061 | 0.89562 | -1.2663 | 0.83818 | 0.22546 | 0.25141 | 0.24453 | 0.22029 | 0.24369 | 0.23597 | 0.21769 | 0.24102 | 0.23406 | -0.02494 | -0.032574 | -0.036571 | -0.029657 | -0.036097 | -0.03181 | -0.028146 | -0.034635 | -0.030741 | 0.07366 | 0.068554 | 0.065007 | 0.069542 | 0.06533 | 0.068348 | 0.070607 | 0.066365 | 0.069111
20 | 1 | 1 | 1 | 0 | 0 | 0 | -1.322 | 0.90303 | -1.274 | 0.83949 | 0.23674 | 0.26583 | 0.25732 | 0.22624 | 0.25237 | 0.24425 | 0.22761 | 0.25368 | 0.24521 | -0.031387 | -0.040942 | -0.036353 | -0.025282 | -0.033077 | -0.036459 | -0.026167 | -0.033908 | -0.0372 | 0.068833 | 0.062623 | 0.0657 | 0.073371 | 0.068079 | 0.065034 | 0.072692 | 0.067543 | 0.064463
21 | 0.972 | 0.93 | 0.97 | 0 | 0 | 0 | -1.3259 | 0.90471 | -1.2762 | 0.83998 | 0.24134 | 0.27196 | 0.26211 | 0.2239 | 0.25009 | 0.24253 | 0.231 | 0.25835 | 0.24972 | -0.033955 | -0.044166 | -0.038941 | -0.023962 | -0.03222 | -0.035442 | -0.027952 | -0.036255 | -0.031613 | 0.067115 | 0.060339 | 0.063836 | 0.074361 | 0.069035 | 0.065765 | 0.071528 | 0.066021 | 0.069213
22 | 0.871 | 0.951 | 0.955 | 0 | 0 | 0 | -1.3208 | 0.90223 | -1.2741 | 0.83939 | 0.23367 | 0.26218 | 0.25321 | 0.22165 | 0.24763 | 0.24049 | 0.23071 | 0.25813 | 0.24912 | -0.029412 | -0.038159 | -0.033486 | -0.022739 | -0.038274 | -0.034366 | -0.027747 | -0.036162 | -0.031428 | 0.070513 | 0.063424 | 0.067898 | 0.075198 | 0.063803 | 0.06654 | 0.071327 | 0.066038 | 0.068946
23 | 0.847 | 0.94 | 0.89 | 0 | 0 | 0 | -1.3204 | 0.90199 | -1.2739 | 0.83928 | 0.22864 | 0.25564 | 0.2469 | 0.22382 | 0.25002 | 0.24262 | 0.23086 | 0.25992 | 0.25175 | -0.026546 | -0.034572 | -0.037887 | -0.023925 | -0.031771 | -0.035299 | -0.027624 | -0.036887 | -0.032322 | 0.072484 | 0.066011 | 0.063995 | 0.07436 | 0.069168 | 0.065917 | 0.071793 | 0.065615 | 0.068707
24 | 0.743 | 0.773 | 0.82 | 0 | 0 | 0 | -1.3141 | 0.89901 | -1.2712 | 0.83871 | 0.22158 | 0.24657 | 0.23866 | 0.2239 | 0.24948 | 0.2416 | 0.22637 | 0.25408 | 0.24606 | -0.02999 | -0.037097 | -0.032805 | -0.023808 | -0.031114 | -0.034495 | -0.025166 | -0.033727 | -0.02981 | 0.069449 | 0.064828 | 0.067803 | 0.074499 | 0.069707 | 0.066603 | 0.073536 | 0.0678 | 0.07076

## bt3399_kW_variation
kW_3ph | Voltage variation for power extracted for every hour and every phase | [71 empty] | Voltage variation for power injected for every hour and every phase | [71 empty] | Losses variation for power extracted for every hour | [23 empty] | Losses variation for power injected for every hour | [23 empty] | Power flow variation in the substation for power extracted every hour | [23 empty] | Power flow variation in the substation for power injected every hour
| Vact_1_1_ext | Vact_1_2_ext | Vact_1_3_ext | Vact_2_1_ext | Vact_2_2_ext | Vact_2_3_ext | Vact_3_1_ext | Vact_3_2_ext | Vact_3_3_ext | Vact_4_1_ext | Vact_4_2_ext | Vact_4_3_ext | Vact_5_1_ext | Vact_5_2_ext | Vact_5_3_ext | Vact_6_1_ext | Vact_6_2_ext | Vact_6_3_ext | Vact_7_1_ext | Vact_7_2_ext | Vact_7_3_ext | Vact_8_1_ext | Vact_8_2_ext | Vact_8_3_ext | Vact_9_1_ext | Vact_9_2_ext | Vact_9_3_ext | Vact_10_1_ext | Vact_10_2_ext | Vact_10_3_ext | Vact_11_1_ext | Vact_11_2_ext | Vact_11_3_ext | Vact_12_1_ext | Vact_12_2_ext | Vact_12_3_ext | Vact_13_1_ext | Vact_13_2_ext | Vact_13_3_ext | Vact_14_1_ext | Vact_14_2_ext | Vact_14_3_ext | Vact_15_1_ext | Vact_15_2_ext | Vact_15_3_ext | Vact_16_1_ext | Vact_16_2_ext | Vact_16_3_ext | Vact_17_1_ext | Vact_17_2_ext | Vact_17_3_ext | Vact_18_1_ext | Vact_18_2_ext | Vact_18_3_ext | Vact_19_1_ext | Vact_19_2_ext | Vact_19_3_ext | Vact_20_1_ext | Vact_20_2_ext | Vact_20_3_ext | Vact_21_1_ext | Vact_21_2_ext | Vact_21_3_ext | Vact_22_1_ext | Vact_22_2_ext | Vact_22_3_ext | Vact_23_1_ext | Vact_23_2_ext | Vact_23_3_ext | Vact_24_1_ext | Vact_24_2_ext | Vact_24_3_ext | Vact_1_1_inj | Vact_1_2_inj | Vact_1_3_inj | Vact_2_1_inj | Vact_2_2_inj | Vact_2_3_inj | Vact_3_1_inj | Vact_3_2_inj | Vact_3_3_inj | Vact_4_1_inj | Vact_4_2_inj | Vact_4_3_inj | Vact_5_1_inj | Vact_5_2_inj | Vact_5_3_inj | Vact_6_1_inj | Vact_6_2_inj | Vact_6_3_inj | Vact_7_1_inj | Vact_7_2_inj | Vact_7_3_inj | Vact_8_1_inj | Vact_8_2_inj | Vact_8_3_inj | Vact_9_1_inj | Vact_9_2_inj | Vact_9_3_inj | Vact_10_1_inj | Vact_10_2_inj | Vact_10_3_inj | Vact_11_1_inj | Vact_11_2_inj | Vact_11_3_inj | Vact_12_1_inj | Vact_12_2_inj | Vact_12_3_inj | Vact_13_1_inj | Vact_13_2_inj | Vact_13_3_inj | Vact_14_1_inj | Vact_14_2_inj | Vact_14_3_inj | Vact_15_1_inj | Vact_15_2_inj | Vact_15_3_inj | Vact_16_1_inj | Vact_16_2_inj | Vact_16_3_inj | Vact_17_1_inj | Vact_17_2_inj | Vact_17_3_inj | Vact_18_1_inj | Vact_18_2_inj | Vact_18_3_inj | Vact_19_1_inj | Vact_19_2_inj | Vact_19_3_inj | Vact_20_1_inj | Vact_20_2_inj | Vact_20_3_inj | Vact_21_1_inj | Vact_21_2_inj | Vact_21_3_inj | Vact_22_1_inj | Vact_22_2_inj | Vact_22_3_inj | Vact_23_1_inj | Vact_23_2_inj | Vact_23_3_inj | Vact_24_1_inj | Vact_24_2_inj | Vact_24_3_inj | L_1_ext | L_2_ext | L_3_ext | L_4_ext | L_5_ext | L_6_ext | L_7_ext | L_8_ext | L_9_ext | L_10_ext | L_11_ext | L_12_ext | L_13_ext | L_14_ext | L_15_ext | L_16_ext | L_17_ext | L_18_ext | L_19_ext | L_20_ext | L_21_ext | L_22_ext | L_23_ext | L_24_ext | L_1_inj | L_2_inj | L_3_inj | L_4_inj | L_5_inj | L_6_inj | L_7_inj | L_8_inj | L_9_inj | L_10_inj | L_11_inj | L_12_inj | L_13_inj | L_14_inj | L_15_inj | L_16_inj | L_17_inj | L_18_inj | L_19_inj | L_20_inj | L_21_inj | L_22_inj | L_23_inj | L_24_inj | SE_1_ext | SE_2_ext | SE_3_ext | SE_4_ext | SE_5_ext | SE_6_ext | SE_7_ext | SE_8_ext | SE_9_ext | SE_10_ext | SE_11_ext | SE_12_ext | SE_13_ext | SE_14_ext | SE_15_ext | SE_16_ext | SE_17_ext | SE_18_ext | SE_19_ext | SE_20_ext | SE_21_ext | SE_22_ext | SE_23_ext | SE_24_ext | SE_1_inj | SE_2_inj | SE_3_inj | SE_4_inj | SE_5_inj | SE_6_inj | SE_7_inj | SE_8_inj | SE_9_inj | SE_10_inj | SE_11_inj | SE_12_inj | SE_13_inj | SE_14_inj | SE_15_inj | SE_16_inj | SE_17_inj | SE_18_inj | SE_19_inj | SE_20_inj | SE_21_inj | SE_22_inj | SE_23_inj | SE_24_inj
0 | 0 | 0 | 0 | 0 | 0 | 0 | 0 | 0 | 0 | 0 | 0 | 0 | 0 | 0 | 0 | 0 | 0 | 0 | 0 | 0 | 0 | 0 | 0 | 0 | 0 | 0 | 0 | 0 | 0 | 0 | 0 | 0 | 0 | 0 | 0 | 0 | 0 | 0 | 0 | 0 | 0 | 0 | 0 | 0 | 0 | 0 | 0 | 0 | 0 | 0 | 0 | 0 | 0 | 0 | 0 | 0 | 0 | 0 | 0 | 0 | 0 | 0 | 0 | 0 | 0 | 0 | 0 | 0 | 0 | 0 | 0 | 0 | 0 | 0 | 0 | 0 | 0 | 0 | 0 | 0 | 0 | 0 | 0 | 0 | 0 | 0 | 0 | 0 | 0 | 0 | 0 | 0 | 0 | 0 | 0 | 0 | 0 | 0 | 0 | 0 | 0 | 0 | 0 | 0 | 0 | 0 | 0 | 0 | 0 | 0 | 0 | 0 | 0 | 0 | 0 | 0 | 0 | 0 | 0 | 0 | 0 | 0 | 0 | 0 | 0 | 0 | 0 | 0 | 0 | 0 | 0 | 0 | 0 | 0 | 0 | 0 | 0 | 0 | 0 | 0 | 0 | 0 | 0 | 0 | 0 | 0 | 0 | 0 | 0 | 0 | 0 | 0 | 0 | 0 | 0 | 0 | 0 | 0 | 0 | 0 | 0 | 0 | 0 | 0 | 0 | 0 | 0 | 0 | 0 | 0 | 0 | 0 | 0 | 0 | 0 | 0 | 0 | 0 | 0 | 0 | 0 | 0 | 0 | 0 | 0 | 0 | 0 | 0 | 0 | 0 | 0 | 0 | 0 | 0 | 0 | 0 | 0 | 0 | 0 | 0 | 0 | 0 | 0 | 0 | 0 | 0 | 0 | 0 | 0 | 0 | 0 | 0 | 0 | 0 | 0 | 0 | 0 | 0 | 0 | 0 | 0 | 0 | 0 | 0 | 0 | 0 | 0 | 0 | 0 | 0 | 0 | 0 | 0 | 0 | 0 | 0 | 0 | 0 | 0 | 0
5 | -1.7541 | -1.7683 | -1.7686 | -1.7462 | -1.7593 | -1.7599 | -1.7416 | -1.7539 | -1.7548 | -1.7344 | -1.7465 | -1.7473 | -1.7308 | -1.7426 | -1.7439 | -1.7113 | -1.7234 | -1.7234 | -1.6597 | -1.6717 | -1.6676 | -1.6266 | -1.638 | -1.6304 | -1.5935 | -1.6043 | -1.5928 | -1.5789 | -1.5885 | -1.574 | -1.5611 | -1.5715 | -1.5534 | -1.5548 | -1.5646 | -1.5462 | -1.5696 | -1.5806 | -1.5653 | -1.5924 | -1.6039 | -1.591 | -1.6301 | -1.6425 | -1.6329 | -1.6782 | -1.6906 | -1.6864 | -1.7152 | -1.7271 | -1.7274 | -1.7338 | -1.7446 | -1.7464 | -1.7534 | -1.7647 | -1.7662 | -1.7709 | -1.7837 | -1.7849 | -1.7777 | -1.7921 | -1.7933 | -1.7772 | -1.7917 | -1.7922 | -1.7813 | -1.7981 | -1.7968 | -1.7726 | -1.7893 | -1.7881 | 1.7126 | 1.7265 | 1.727 | 1.7051 | 1.7179 | 1.7184 | 1.7007 | 1.7128 | 1.7136 | 1.694 | 1.7058 | 1.7065 | 1.6905 | 1.7021 | 1.7033 | 1.672 | 1.6839 | 1.6838 | 1.623 | 1.6348 | 1.6307 | 1.5915 | 1.6026 | 1.5951 | 1.5599 | 1.5704 | 1.559 | 1.5459 | 1.5552 | 1.541 | 1.5288 | 1.5389 | 1.5211 | 1.5227 | 1.5323 | 1.5142 | 1.5369 | 1.5477 | 1.5326 | 1.5588 | 1.57 | 1.5573 | 1.5947 | 1.6068 | 1.5975 | 1.6406 | 1.6526 | 1.6485 | 1.6757 | 1.6874 | 1.6876 | 1.6933 | 1.7039 | 1.7056 | 1.7119 | 1.7229 | 1.7243 | 1.7284 | 1.7409 | 1.742 | 1.7348 | 1.7489 | 1.7499 | 1.7343 | 1.7484 | 1.7489 | 1.7381 | 1.7545 | 1.7533 | 1.7299 | 1.7463 | 1.745 | 0.35817 | 0.34225 | 0.33131 | 0.31712 | 0.30791 | 0.2649 | 0.15093 | 0.078024 | 0.0046464 | -0.030119 | -0.072475 | -0.087178 | -0.050569 | 0.0027966 | 0.086334 | 0.19406 | 0.27544 | 0.31658 | 0.35902 | 0.39592 | 0.40871 | 0.40809 | 0.41453 | 0.3966 | -0.27357 | -0.25717 | -0.24668 | -0.23325 | -0.22444 | -0.18326 | -0.07366 | -0.003666 | 0.067368 | 0.10121 | 0.14248 | 0.15647 | 0.12084 | 0.069255 | -0.011337 | -0.11504 | -0.19318 | -0.23278 | -0.27326 | -0.30746 | -0.31987 | -0.31849 | -0.32627 | -0.30854 | 5.1815 | 5.1754 | 5.1708 | 5.1653 | 5.1606 | 5.127 | 5.0344 | 4.9693 | 4.9007 | 4.8594 | 4.8142 | 4.8051 | 4.8438 | 4.8901 | 4.9637 | 5.0571 | 5.1288 | 5.1654 | 5.1832 | 5.1964 | 5.2004 | 5.1991 | 5.1956 | 5.195 | -5.0938 | -5.0963 | -5.0919 | -5.0865 | -5.0825 | -5.05 | -4.9613 | -4.8991 | -4.8323 | -4.7919 | -4.7483 | -4.7401 | -4.7772 | -4.8217 | -4.893 | -4.9829 | -5.0512 | -5.087 | -5.1037 | -5.1164 | -5.1194 | -5.1185 | -5.1143 | -5.115
10 | -3.5522 | -3.5811 | -3.5818 | -3.5361 | -3.5625 | -3.5638 | -3.5264 | -3.5514 | -3.5533 | -3.5117 | -3.5362 | -3.5378 | -3.5041 | -3.528 | -3.5307 | -3.4641 | -3.4886 | -3.4886 | -3.358 | -3.3824 | -3.3742 | -3.2902 | -3.3132 | -3.298 | -3.2224 | -3.2443 | -3.221 | -3.1925 | -3.2119 | -3.1827 | -3.1561 | -3.1771 | -3.1406 | -3.1431 | -3.163 | -3.1259 | -3.1734 | -3.1958 | -3.1648 | -3.2202 | -3.2434 | -3.2174 | -3.2974 | -3.3225 | -3.3033 | -3.3962 | -3.4212 | -3.4128 | -3.4721 | -3.4963 | -3.497 | -3.5103 | -3.5322 | -3.5359 | -3.5508 | -3.5737 | -3.5767 | -3.587 | -3.6128 | -3.6154 | -3.601 | -3.6302 | -3.6326 | -3.6 | -3.6292 | -3.6304 | -3.6082 | -3.6423 | -3.6399 | -3.5905 | -3.6243 | -3.622 | 3.3858 | 3.4134 | 3.414 | 3.3713 | 3.3967 | 3.3976 | 3.3628 | 3.3867 | 3.3883 | 3.3497 | 3.3731 | 3.3744 | 3.3429 | 3.3658 | 3.3681 | 3.3069 | 3.3304 | 3.3302 | 3.2112 | 3.2345 | 3.2264 | 3.1496 | 3.1715 | 3.1567 | 3.0878 | 3.1086 | 3.086 | 3.0603 | 3.0788 | 3.0505 | 3.0267 | 3.0468 | 3.0115 | 3.0149 | 3.0339 | 2.998 | 3.0428 | 3.0641 | 3.0341 | 3.0855 | 3.1076 | 3.0825 | 3.1559 | 3.1798 | 3.1612 | 3.2455 | 3.2693 | 3.261 | 3.314 | 3.3371 | 3.3375 | 3.3484 | 3.3694 | 3.3727 | 3.3845 | 3.4064 | 3.409 | 3.4166 | 3.4414 | 3.4435 | 3.4291 | 3.4569 | 3.4589 | 3.4282 | 3.4561 | 3.4569 | 3.4355 | 3.468 | 3.4654 | 3.4196 | 3.4519 | 3.4494 | 0.8068 | 0.77413 | 0.75231 | 0.72234 | 0.7035 | 0.6157 | 0.38253 | 0.23419 | 0.084552 | 0.013996 | -0.072143 | -0.10201 | -0.027687 | 0.08102 | 0.25126 | 0.47097 | 0.6372 | 0.72119 | 0.80854 | 0.88378 | 0.91068 | 0.90859 | 0.92091 | 0.88612 | -0.46365 | -0.43324 | -0.41289 | -0.38624 | -0.36918 | -0.28853 | -0.073553 | 0.063841 | 0.20379 | 0.27066 | 0.35224 | 0.37975 | 0.30926 | 0.20778 | 0.049257 | -0.15451 | -0.30793 | -0.38567 | -0.46454 | -0.5327 | -0.55543 | -0.55389 | -0.56518 | -0.53313 | 10.4469 | 10.4343 | 10.4233 | 10.4129 | 10.4033 | 10.3347 | 10.1445 | 10.0128 | 9.8725 | 9.7883 | 9.6971 | 9.6792 | 9.7568 | 9.8512 | 10.0012 | 10.1918 | 10.3383 | 10.4132 | 10.4504 | 10.4789 | 10.4863 | 10.4844 | 10.4806 | 10.4769 | -10.1197 | -10.1168 | -10.1085 | -10.0979 | -10.0901 | -10.0272 | -9.8526 | -9.7308 | -9.5995 | -9.5197 | -9.4335 | -9.4175 | -9.4904 | -9.5784 | -9.7184 | -9.8948 | -10.0294 | -10.0992 | -10.1312 | -10.153 | -10.1611 | -10.1584 | -10.1552 | -10.1519
15 | -5.3972 | -5.441 | -5.4422 | -5.3722 | -5.4124 | -5.4144 | -5.3573 | -5.3951 | -5.3982 | -5.3346 | -5.3717 | -5.3743 | -5.3228 | -5.359 | -5.3632 | -5.2609 | -5.2982 | -5.2983 | -5.0973 | -5.1343 | -5.122 | -4.9929 | -5.0277 | -5.0047 | -4.8886 | -4.9218 | -4.8865 | -4.8427 | -4.8722 | -4.828 | -4.7868 | -4.8188 | -4.7635 | -4.7669 | -4.797 | -4.7409 | -4.8134 | -4.8473 | -4.8005 | -4.8852 | -4.9205 | -4.8812 | -5.004 | -5.0421 | -5.0131 | -5.1563 | -5.1942 | -5.1816 | -5.2734 | -5.3101 | -5.3113 | -5.3323 | -5.3655 | -5.3713 | -5.395 | -5.4298 | -5.4345 | -5.451 | -5.4902 | -5.4944 | -5.4729 | -5.5172 | -5.521 | -5.4713 | -5.5156 | -5.5176 | -5.484 | -5.5358 | -5.5323 | -5.4567 | -5.508 | -5.5047 | 5.0218 | 5.0627 | 5.0635 | 5.0007 | 5.0384 | 5.0395 | 4.9882 | 5.0238 | 5.026 | 4.9691 | 5.0038 | 5.0056 | 4.9592 | 4.9932 | 4.9965 | 4.9065 | 4.9414 | 4.9409 | 4.7663 | 4.8008 | 4.7887 | 4.6759 | 4.7084 | 4.6863 | 4.585 | 4.6159 | 4.5823 | 4.5446 | 4.572 | 4.53 | 4.4952 | 4.525 | 4.4724 | 4.4779 | 4.506 | 4.4526 | 4.5189 | 4.5505 | 4.5059 | 4.5817 | 4.6145 | 4.577 | 4.685 | 4.7205 | 4.6927 | 4.8165 | 4.8518 | 4.8394 | 4.9168 | 4.9511 | 4.9517 | 4.9673 | 4.9984 | 5.0032 | 5.0199 | 5.0525 | 5.0563 | 5.0668 | 5.1036 | 5.1067 | 5.085 | 5.1264 | 5.1291 | 5.0837 | 5.1251 | 5.1262 | 5.0943 | 5.1426 | 5.1386 | 5.0712 | 5.1192 | 5.1152 | 1.3509 | 1.3005 | 1.2666 | 1.2205 | 1.1915 | 1.0566 | 0.699 | 0.47175 | 0.24304 | 0.13551 | 0.0046688 | -0.041303 | 0.071878 | 0.23798 | 0.49837 | 0.8349 | 1.0899 | 1.2186 | 1.3536 | 1.4695 | 1.5114 | 1.5078 | 1.5267 | 1.4742 | -0.57561 | -0.53155 | -0.50192 | -0.46311 | -0.43804 | -0.3194 | -0.0026597 | 0.20006 | 0.40659 | 0.50584 | 0.62663 | 0.66694 | 0.56284 | 0.41273 | 0.17876 | -0.12183 | -0.3478 | -0.4622 | -0.57773 | -0.67694 | -0.71078 | -0.70794 | -0.72354 | -0.67832 | 15.8012 | 15.7809 | 15.7646 | 15.7477 | 15.7329 | 15.627 | 15.3353 | 15.1333 | 14.9189 | 14.7909 | 14.6517 | 14.624 | 14.7423 | 14.8868 | 15.1162 | 15.4082 | 15.6329 | 15.7481 | 15.8063 | 15.8512 | 15.8624 | 15.8601 | 15.8577 | 15.8456 | -15.0735 | -15.0652 | -15.0533 | -15.0381 | -15.0266 | -14.9344 | -14.6772 | -14.4972 | -14.3032 | -14.1854 | -14.0579 | -14.0341 | -14.1422 | -14.2723 | -14.4792 | -14.7389 | -14.9374 | -15.0398 | -15.0864 | -15.1195 | -15.1296 | -15.1261 | -15.1224 | -15.1149
20 | -7.2921 | -7.3513 | -7.3531 | -7.2578 | -7.312 | -7.3148 | -7.2371 | -7.2882 | -7.2925 | -7.2059 | -7.256 | -7.2597 | -7.1896 | -7.2385 | -7.2444 | -7.1045 | -7.1548 | -7.1552 | -6.8799 | -6.9299 | -6.9134 | -6.7368 | -6.7839 | -6.753 | -6.5942 | -6.639 | -6.5915 | -6.5315 | -6.5713 | -6.5118 | -6.4551 | -6.4983 | -6.4239 | -6.4278 | -6.4685 | -6.393 | -6.4914 | -6.5372 | -6.4741 | -6.5896 | -6.6373 | -6.5843 | -6.7522 | -6.8037 | -6.7647 | -6.961 | -7.0122 | -6.9953 | -7.1218 | -7.1713 | -7.1731 | -7.2028 | -7.2475 | -7.2554 | -7.2891 | -7.336 | -7.3426 | -7.3773 | -7.4217 | -7.4251 | -7.4122 | -7.4585 | -7.4618 | -7.4096 | -7.4565 | -7.4571 | -7.4762 | -7.4828 | -7.4776 | -7.4355 | -7.4449 | -7.4397 | 6.6225 | 6.6765 | 6.6773 | 6.5951 | 6.6448 | 6.6462 | 6.5789 | 6.6258 | 6.6286 | 6.554 | 6.5999 | 6.6021 | 6.5412 | 6.5861 | 6.5903 | 6.4727 | 6.5186 | 6.5179 | 6.2898 | 6.3353 | 6.3193 | 6.1718 | 6.2147 | 6.1854 | 6.0531 | 6.0939 | 6.0493 | 6.0002 | 6.0363 | 5.9807 | 5.9355 | 5.9748 | 5.9053 | 5.913 | 5.95 | 5.8794 | 5.9665 | 6.0082 | 5.9492 | 6.0486 | 6.0919 | 6.0423 | 6.1836 | 6.2304 | 6.1936 | 6.3551 | 6.4017 | 6.3853 | 6.4859 | 6.5312 | 6.5318 | 6.5517 | 6.5927 | 6.599 | 6.6201 | 6.6631 | 6.668 | 6.681 | 6.7295 | 6.7335 | 6.7045 | 6.7592 | 6.7627 | 6.7029 | 6.7576 | 6.7589 | 6.7166 | 6.7804 | 6.775 | 6.6866 | 6.7499 | 6.7446 | 1.9964 | 1.9271 | 1.8799 | 1.817 | 1.7771 | 1.5928 | 1.1045 | 0.79519 | 0.48396 | 0.33845 | 0.16092 | 0.098426 | 0.2519 | 0.47753 | 0.83203 | 1.2907 | 1.6384 | 1.8145 | 1.9995 | 2.1592 | 2.2173 | 2.2127 | 2.2396 | 2.1683 | -0.61453 | -0.55602 | -0.51735 | -0.46684 | -0.43399 | -0.28216 | 0.13593 | 0.402 | 0.67339 | 0.80439 | 0.9635 | 1.0164 | 0.87921 | 0.68171 | 0.37465 | -0.019475 | -0.31576 | -0.4657 | -0.61629 | -0.74527 | -0.78899 | -0.78532 | -0.80483 | -0.74661 | 21.25 | 21.2209 | 21.1986 | 21.1741 | 21.1537 | 21.0091 | 20.6105 | 20.3351 | 20.0436 | 19.8701 | 19.6813 | 19.6436 | 19.8038 | 20.0002 | 20.3126 | 20.7107 | 21.0173 | 21.175 | 21.2556 | 21.3175 | 21.331 | 21.3269 | 21.3191 | 21.3057 | -19.9525 | -19.9458 | -19.9294 | -19.9096 | -19.8949 | -19.7748 | -19.4375 | -19.2014 | -18.9469 | -18.7913 | -18.6236 | -18.5922 | -18.7346 | -18.9058 | -19.1769 | -19.5178 | -19.778 | -19.912 | -19.9724 | -20.0145 | -20.0277 | -20.024 | -20.0192 | -20.0088
25 | -9.2483 | -9.3161 | -9.3177 | -9.1961 | -9.2648 | -9.2686 | -9.1693 | -9.234 | -9.2397 | -9.1291 | -9.1924 | -9.1973 | -9.1078 | -9.1697 | -9.1774 | -8.998 | -9.0618 | -9.0624 | -8.7086 | -8.7719 | -8.7512 | -8.5245 | -8.5842 | -8.5452 | -8.3414 | -8.3981 | -8.3383 | -8.2611 | -8.3114 | -8.2364 | -8.1632 | -8.2179 | -8.1239 | -8.1281 | -8.1797 | -8.0843 | -8.2096 | -8.2676 | -8.188 | -8.3357 | -8.3961 | -8.3292 | -8.5446 | -8.6099 | -8.5605 | -8.8132 | -8.8781 | -8.8568 | -9.0205 | -9.0832 | -9.0856 | -9.1249 | -9.1816 | -9.1917 | -9.2469 | -9.2978 | -9.3045 | -9.4007 | -9.4172 | -9.4127 | -9.4601 | -9.4937 | -9.4599 | -9.4567 | -9.4917 | -9.4541 | -9.4907 | -9.5269 | -9.4798 | -9.4356 | -9.452 | -9.4311 | 8.1896 | 8.2565 | 8.2572 | 8.1562 | 8.2178 | 8.2193 | 8.1365 | 8.1946 | 8.1978 | 8.1061 | 8.1629 | 8.1656 | 8.0905 | 8.1461 | 8.1512 | 8.0068 | 8.0637 | 8.0626 | 7.7831 | 7.8395 | 7.8195 | 7.6387 | 7.6917 | 7.6553 | 7.4932 | 7.5436 | 7.4882 | 7.4282 | 7.473 | 7.4038 | 7.3488 | 7.3974 | 7.3111 | 7.3212 | 7.367 | 7.2794 | 7.387 | 7.4385 | 7.3652 | 7.4876 | 7.5411 | 7.4795 | 7.653 | 7.7109 | 7.6652 | 7.8629 | 7.9206 | 7.9001 | 8.0229 | 8.0789 | 8.0795 | 8.1032 | 8.1541 | 8.1617 | 8.1867 | 8.2399 | 8.2458 | 8.261 | 8.321 | 8.3257 | 8.2895 | 8.3572 | 8.3613 | 8.2875 | 8.3552 | 8.3567 | 8.3042 | 8.3832 | 8.3763 | 8.2677 | 8.3461 | 8.3396 | 2.7491 | 2.6596 | 2.5989 | 2.5176 | 2.4663 | 2.2298 | 1.6043 | 1.2087 | 0.81155 | 0.62654 | 0.40092 | 0.32086 | 0.51606 | 0.80381 | 1.2567 | 1.8434 | 2.2887 | 2.5141 | 2.7529 | 2.9614 | 3.0358 | 3.03 | 3.0617 | 2.9691 | -0.58151 | -0.5093 | -0.46203 | -0.40036 | -0.36009 | -0.17295 | 0.33992 | 0.66754 | 1.0018 | 1.1638 | 1.3605 | 1.4256 | 1.2559 | 1.0126 | 0.63444 | 0.14955 | -0.2149 | -0.39926 | -0.58289 | -0.74016 | -0.79392 | -0.78906 | -0.81248 | -0.75146 | 26.7943 | 26.7592 | 26.7305 | 26.6983 | 26.6717 | 26.4857 | 25.9744 | 25.6223 | 25.2501 | 25.0297 | 24.7893 | 24.7414 | 24.9448 | 25.1955 | 25.5945 | 26.104 | 26.4972 | 26.6995 | 26.8032 | 26.8685 | 26.8714 | 26.8705 | 26.8567 | 26.8463 | -24.7687 | -24.7596 | -24.7398 | -24.7156 | -24.6975 | -24.5503 | -24.1363 | -23.8455 | -23.5317 | -23.34 | -23.1326 | -23.0938 | -23.2701 | -23.4808 | -23.8148 | -24.2343 | -24.554 | -24.7187 | -24.7914 | -24.8436 | -24.8586 | -24.8544 | -24.8487 | -24.833
30 | -11.2795 | -11.3599 | -11.3429 | -11.2037 | -11.2828 | -11.2808 | -11.1706 | -11.2461 | -11.2456 | -11.1155 | -11.1857 | -11.191 | -11.089 | -11.1577 | -11.166 | -10.945 | -11.0225 | -11.0235 | -10.5864 | -10.6633 | -10.6384 | -10.3588 | -10.4314 | -10.3843 | -10.1328 | -10.2018 | -10.1293 | -10.0339 | -10.0951 | -10.0042 | -9.9134 | -9.9799 | -9.866 | -9.8701 | -9.9328 | -9.8171 | -9.9704 | -10.041 | -9.9445 | -10.126 | -10.1994 | -10.1184 | -10.3839 | -10.4633 | -10.4035 | -10.7162 | -10.7951 | -10.7695 | -10.9729 | -11.0492 | -11.0523 | -11.1122 | -11.1727 | -11.1839 | -11.2546 | -11.3301 | -11.3257 | -11.4661 | -11.485 | -11.4642 | -11.542 | -11.5708 | -11.5363 | -11.5385 | -11.5691 | -11.5293 | -11.5713 | -11.606 | -11.5586 | -11.4998 | -11.5293 | -11.4894 | 9.7246 | 9.8042 | 9.8048 | 9.6856 | 9.7588 | 9.7604 | 9.6625 | 9.7316 | 9.7352 | 9.6269 | 9.6945 | 9.6974 | 9.6087 | 9.6747 | 9.6806 | 9.5104 | 9.578 | 9.5766 | 9.2476 | 9.3147 | 9.2907 | 9.0778 | 9.1408 | 9.0973 | 8.9065 | 8.9663 | 8.9003 | 8.8298 | 8.883 | 8.8006 | 8.7362 | 8.794 | 8.691 | 8.7037 | 8.7581 | 8.6537 | 8.7812 | 8.8424 | 8.7551 | 8.8998 | 8.9633 | 8.8899 | 9.0944 | 9.1633 | 9.1087 | 9.3413 | 9.4097 | 9.3852 | 9.5292 | 9.5957 | 9.5963 | 9.6236 | 9.684 | 9.6929 | 9.7214 | 9.7846 | 9.7914 | 9.8083 | 9.8796 | 9.885 | 9.8417 | 9.9221 | 9.9268 | 9.8393 | 9.9198 | 9.9213 | 9.8589 | 9.953 | 9.9445 | 9.8161 | 9.9092 | 9.9013 | 3.617 | 3.505 | 3.4299 | 3.3291 | 3.2666 | 2.9738 | 2.2037 | 1.7174 | 1.2303 | 1.0045 | 0.72878 | 0.63025 | 0.86894 | 1.2214 | 1.7775 | 2.4985 | 3.0466 | 3.3246 | 3.6198 | 3.8763 | 3.9673 | 3.9599 | 3.9977 | 3.8853 | -0.47997 | -0.39428 | -0.3393 | -0.26646 | -0.21921 | 0.0020511 | 0.60683 | 0.9942 | 1.3897 | 1.5823 | 1.8158 | 1.8927 | 1.6912 | 1.4029 | 0.95568 | 0.38265 | -0.047765 | -0.26524 | -0.48102 | -0.66675 | -0.72817 | -0.72235 | -0.75657 | -0.67657 | 32.4377 | 32.3958 | 32.3626 | 32.3243 | 32.2916 | 32.063 | 31.4325 | 30.9999 | 30.5432 | 30.274 | 29.9804 | 29.9209 | 30.1697 | 30.4768 | 30.967 | 31.5937 | 32.0779 | 32.3252 | 32.4469 | 32.4925 | 32.4814 | 32.4825 | 32.4606 | 32.4534 | -29.5177 | -29.5096 | -29.486 | -29.4584 | -29.4377 | -29.264 | -28.7755 | -28.4316 | -28.0602 | -27.8327 | -27.5868 | -27.5412 | -27.75 | -27.9999 | -28.3946 | -28.8904 | -29.268 | -29.4622 | -29.5471 | -29.6051 | -29.6244 | -29.6201 | -29.6089 | -29.5952
35 | -13.3929 | -13.445 | -13.4403 | -13.324 | -13.3777 | -13.3589 | -13.2405 | -13.3176 | -13.3163 | -13.1577 | -13.2521 | -13.2463 | -13.1253 | -13.2131 | -13.2147 | -12.9565 | -13.0414 | -13.0423 | -12.5166 | -12.6077 | -12.5785 | -12.2428 | -12.3286 | -12.2732 | -11.9712 | -12.0529 | -11.9673 | -11.8526 | -11.9251 | -11.8178 | -11.7083 | -11.787 | -11.6526 | -11.6562 | -11.7303 | -11.5939 | -11.7765 | -11.86 | -11.7462 | -11.9633 | -12.0502 | -11.9547 | -12.2732 | -12.3672 | -12.2968 | -12.6734 | -12.7668 | -12.7367 | -12.9975 | -13.0843 | -13.0792 | -13.152 | -13.2333 | -13.2372 | -13.3904 | -13.4487 | -13.4248 | -13.5867 | -13.6066 | -13.5748 | -13.6488 | -13.6645 | -13.6866 | -13.641 | -13.6626 | -13.6782 | -13.669 | -13.7037 | -13.7141 | -13.5972 | -13.6414 | -13.6277 | 11.2291 | 11.3211 | 11.3214 | 11.1847 | 11.2693 | 11.271 | 11.1584 | 11.2383 | 11.2423 | 11.1179 | 11.196 | 11.1992 | 11.0971 | 11.1734 | 11.18 | 10.9848 | 11.063 | 11.0611 | 10.6846 | 10.762 | 10.7341 | 10.4903 | 10.563 | 10.5125 | 10.2941 | 10.3632 | 10.2866 | 10.2061 | 10.2675 | 10.1719 | 10.0987 | 10.1654 | 10.0461 | 10.0616 | 10.1243 | 10.0033 | 10.1504 | 10.2211 | 10.1198 | 10.2862 | 10.3596 | 10.2744 | 10.5091 | 10.5886 | 10.5253 | 10.7915 | 10.8705 | 10.842 | 11.0062 | 11.0831 | 11.0835 | 11.114 | 11.1839 | 11.194 | 11.2255 | 11.2986 | 11.3062 | 11.3246 | 11.407 | 11.4129 | 11.3625 | 11.4555 | 11.4606 | 11.3598 | 11.4529 | 11.4543 | 11.3821 | 11.4908 | 11.4808 | 11.3333 | 11.441 | 11.4314 | 4.6034 | 4.4723 | 4.3792 | 4.258 | 4.1825 | 3.832 | 2.9085 | 2.327 | 1.7453 | 1.4771 | 1.1493 | 1.0314 | 1.3151 | 1.7356 | 2.3999 | 3.2627 | 3.9199 | 4.2521 | 4.6092 | 4.9099 | 5.0219 | 5.0074 | 5.0525 | 4.9211 | -0.31044 | -0.21366 | -0.15097 | -0.06775 | -0.013687 | 0.2406 | 0.93449 | 1.3798 | 1.8353 | 2.0578 | 2.3275 | 2.4155 | 2.1831 | 1.8511 | 1.3366 | 0.67765 | 0.1834 | -0.06654 | -0.313 | -0.52441 | -0.59475 | -0.58791 | -0.6254 | -0.53424 | 38.1578 | 38.1262 | 38.0935 | 38.053 | 38.0145 | 37.7457 | 36.9906 | 36.4728 | 35.9273 | 35.6073 | 35.2582 | 35.187 | 35.4834 | 35.8496 | 36.4352 | 37.1856 | 37.7601 | 38.0529 | 38.1691 | 38.1908 | 38.1797 | 38.1852 | 38.1594 | 38.1692 | -34.2105 | -34.1984 | -34.1722 | -34.1406 | -34.117 | -33.9177 | -33.3573 | -32.9618 | -32.5344 | -32.2719 | -31.988 | -31.9354 | -32.1766 | -32.464 | -32.9188 | -33.4886 | -33.922 | -34.1449 | -34.2414 | -34.3079 | -34.3287 | -34.3239 | -34.3119 | -34.2959
40 | -15.562 | -15.6154 | -15.5844 | -15.439 | -15.5155 | -15.5023 | -15.3914 | -15.4665 | -15.4544 | -15.2767 | -15.3775 | -15.3751 | -15.2389 | -15.3403 | -15.3313 | -15.0275 | -15.1335 | -15.1315 | -14.5032 | -14.6088 | -14.5752 | -14.1799 | -14.2794 | -14.2154 | -13.8598 | -13.9544 | -13.8557 | -13.7203 | -13.8044 | -13.6804 | -13.5507 | -13.6419 | -13.4866 | -13.4893 | -13.5752 | -13.4175 | -13.6308 | -13.7276 | -13.5961 | -13.8508 | -13.9515 | -13.8411 | -14.2161 | -14.3252 | -14.2438 | -14.6979 | -14.8074 | -14.7649 | -15.069 | -15.1689 | -15.1732 | -15.276 | -15.3628 | -15.3624 | -15.5642 | -15.5935 | -15.5608 | -15.7332 | -15.7591 | -15.7787 | -15.7914 | -15.853 | -15.8629 | -15.7868 | -15.8443 | -15.8503 | -15.8181 | -15.9046 | -15.8964 | -15.7398 | -15.8079 | -15.8108 | 12.7043 | 12.8086 | 12.8086 | 12.6551 | 12.751 | 12.7526 | 12.6255 | 12.716 | 12.7203 | 12.5803 | 12.6688 | 12.6721 | 12.557 | 12.6435 | 12.6507 | 12.4313 | 12.5199 | 12.5175 | 12.0951 | 12.1827 | 12.1508 | 11.8771 | 11.9595 | 11.902 | 11.6569 | 11.7351 | 11.6481 | 11.558 | 11.6274 | 11.5189 | 11.4373 | 11.5127 | 11.3773 | 11.3956 | 11.4666 | 11.3292 | 11.4955 | 11.5754 | 11.4604 | 11.648 | 11.7309 | 11.6342 | 11.8981 | 11.988 | 11.916 | 12.2146 | 12.3041 | 12.2715 | 12.4552 | 12.5422 | 12.5425 | 12.5759 | 12.6551 | 12.6663 | 12.7004 | 12.7833 | 12.7916 | 12.8111 | 12.9044 | 12.9109 | 12.8533 | 12.9586 | 12.9641 | 12.8504 | 12.9558 | 12.9571 | 12.8752 | 12.9984 | 12.9866 | 12.8207 | 12.9427 | 12.9315 | 5.7161 | 5.5597 | 5.4549 | 5.3101 | 5.2229 | 4.8113 | 3.7258 | 3.0435 | 2.3624 | 2.0496 | 1.6676 | 1.5291 | 1.8601 | 2.352 | 3.1305 | 4.1434 | 4.9136 | 5.3042 | 5.7207 | 6.0712 | 6.2006 | 6.1841 | 6.272 | 6.0824 | -0.077191 | 0.032108 | 0.10057 | 0.19335 | 0.25397 | 0.54035 | 1.3208 | 1.8226 | 2.3365 | 2.5887 | 2.8938 | 2.9928 | 2.7297 | 2.3552 | 1.775 | 1.0325 | 0.47581 | 0.19443 | -0.081267 | -0.31736 | -0.39586 | -0.3884 | -0.42889 | -0.32711 | 43.9685 | 43.9462 | 43.916 | 43.8651 | 43.839 | 43.5333 | 42.6547 | 42.0471 | 41.4083 | 41.0351 | 40.6285 | 40.5444 | 40.8896 | 41.3189 | 42.0052 | 42.883 | 43.5481 | 43.8786 | 43.9808 | 43.9876 | 43.9798 | 43.9867 | 43.9543 | 43.9561 | -38.8445 | -38.813 | -38.7994 | -38.7646 | -38.7381 | -38.5141 | -37.8835 | -37.4379 | -36.9558 | -36.6588 | -36.338 | -36.2785 | -36.5513 | -36.8756 | -37.3884 | -38.0306 | -38.5187 | -38.7696 | -38.8763 | -38.951 | -38.9727 | -38.9679 | -38.9555 | -38.9367
45 | -17.7529 | -17.8227 | -17.8306 | -17.668 | -17.7181 | -17.732 | -17.6175 | -17.6644 | -17.6776 | -17.4862 | -17.5657 | -17.5585 | -17.4393 | -17.5203 | -17.5178 | -17.1743 | -17.2902 | -17.2816 | -16.5573 | -16.6788 | -16.6342 | -16.1739 | -16.2875 | -16.2148 | -15.8021 | -15.9101 | -15.7977 | -15.6404 | -15.7363 | -15.5952 | -15.4439 | -15.548 | -15.3711 | -15.3726 | -15.4706 | -15.2911 | -15.5366 | -15.647 | -15.4974 | -15.7919 | -15.9069 | -15.7813 | -16.2165 | -16.3411 | -16.2486 | -16.7798 | -16.9209 | -16.8602 | -17.2259 | -17.3575 | -17.3326 | -17.4809 | -17.5487 | -17.5426 | -17.7535 | -17.7889 | -17.8047 | -17.94 | -17.9983 | -18.0079 | -18.021 | -18.0771 | -18.1327 | -18.0163 | -18.0754 | -18.1227 | -18.0568 | -18.1391 | -18.1796 | -17.9519 | -18.0583 | -18.0606 | 14.1514 | 14.2678 | 14.2675 | 14.0976 | 14.2046 | 14.206 | 14.065 | 14.1659 | 14.1704 | 14.0153 | 14.114 | 14.1175 | 13.9896 | 14.0861 | 14.0938 | 13.851 | 13.9499 | 13.9469 | 13.4801 | 13.5778 | 13.542 | 13.2394 | 13.3312 | 13.2668 | 12.9959 | 13.083 | 12.9857 | 12.8864 | 12.9638 | 12.8424 | 12.7527 | 12.8367 | 12.6853 | 12.7067 | 12.7858 | 12.6322 | 12.8173 | 12.9063 | 12.7777 | 12.9859 | 13.0783 | 12.9701 | 13.2623 | 13.3625 | 13.2819 | 13.6118 | 13.7116 | 13.675 | 13.8772 | 13.9743 | 13.9744 | 14.0104 | 14.0987 | 14.111 | 14.1475 | 14.2399 | 14.2489 | 14.2691 | 14.3732 | 14.3801 | 14.3156 | 14.433 | 14.4388 | 14.3123 | 14.4299 | 14.431 | 14.3396 | 14.477 | 14.4635 | 14.2797 | 14.4157 | 14.4029 | 6.9626 | 6.7835 | 6.6634 | 6.4971 | 6.395 | 5.9188 | 4.6633 | 3.874 | 3.0878 | 2.7286 | 2.2894 | 2.1295 | 2.5097 | 3.0768 | 3.9762 | 5.1473 | 6.0372 | 6.4869 | 6.9636 | 7.3687 | 7.5207 | 7.5019 | 7.5994 | 7.3861 | 0.21736 | 0.33692 | 0.41263 | 0.515 | 0.58169 | 0.89923 | 1.7637 | 2.3207 | 2.8918 | 3.173 | 3.513 | 3.6226 | 3.3295 | 2.9131 | 2.2691 | 1.4452 | 0.82777 | 0.51596 | 0.21178 | -0.047624 | -0.13429 | -0.12576 | -0.16974 | -0.057301 | 49.8799 | 49.8604 | 49.8365 | 49.806 | 49.7645 | 49.4263 | 48.4289 | 47.7293 | 46.992 | 46.5637 | 46.096 | 45.9985 | 46.3952 | 46.8902 | 47.6834 | 48.6852 | 49.4287 | 49.7962 | 49.8889 | 49.9022 | 49.8945 | 49.9003 | 49.8639 | 49.875 | -43.421 | -43.3863 | -43.3704 | -43.332 | -43.303 | -43.054 | -42.3565 | -41.8615 | -41.3257 | -40.995 | -40.6379 | -40.5723 | -40.876 | -41.2364 | -41.806 | -42.5181 | -43.0594 | -43.3373 | -43.4545 | -43.5366 | -43.5596 | -43.5546 | -43.5411 | -43.5201
50 | -20.0115 | -20.1109 | -20.112 | -19.9135 | -19.9854 | -19.9981 | -19.8552 | -19.9224 | -19.9353 | -19.763 | -19.8257 | -19.8381 | -19.7136 | -19.7712 | -19.7921 | -19.3696 | -19.5098 | -19.4952 | -18.6729 | -18.8073 | -18.7623 | -18.2365 | -18.3658 | -18.2775 | -17.8019 | -17.9238 | -17.7974 | -17.6166 | -17.7248 | -17.566 | -17.3915 | -17.5089 | -17.3099 | -17.3095 | -17.42 | -17.2181 | -17.4975 | -17.6221 | -17.4537 | -17.7906 | -17.9205 | -17.7792 | -18.288 | -18.4274 | -18.3247 | -18.943 | -19.0756 | -19.0145 | -19.4337 | -19.5608 | -19.5812 | -19.7601 | -19.8016 | -19.8218 | -20.0044 | -20.0673 | -20.0806 | -20.2311 | -20.2828 | -20.3486 | -20.3116 | -20.3757 | -20.4462 | -20.3062 | -20.3733 | -20.4347 | -20.3505 | -20.4488 | -20.4951 | -20.2473 | -20.3546 | -20.393 | 15.5724 | 15.7007 | 15.6999 | 15.5136 | 15.6314 | 15.6327 | 15.4781 | 15.5893 | 15.5939 | 15.424 | 15.5328 | 15.5364 | 15.396 | 15.5024 | 15.5106 | 15.2451 | 15.354 | 15.3504 | 14.8407 | 14.9483 | 14.9085 | 14.5781 | 14.6791 | 14.6078 | 14.3121 | 14.4079 | 14.3003 | 14.1923 | 14.2773 | 14.1432 | 14.046 | 14.1384 | 13.9712 | 13.9958 | 14.0828 | 13.9131 | 14.1167 | 14.2147 | 14.0726 | 14.3009 | 14.4026 | 14.283 | 14.6028 | 14.713 | 14.624 | 14.9842 | 15.094 | 15.0533 | 15.2735 | 15.3805 | 15.3802 | 15.4187 | 15.516 | 15.5292 | 15.5677 | 15.6695 | 15.6792 | 15.7 | 15.8146 | 15.8219 | 15.7504 | 15.8797 | 15.8857 | 15.7469 | 15.8765 | 15.8773 | 15.7765 | 15.9278 | 15.9126 | 15.7113 | 15.8612 | 15.8466 | 8.3554 | 8.1473 | 8.0091 | 7.8241 | 7.7079 | 7.1627 | 5.7278 | 4.8265 | 3.9287 | 3.5206 | 3.0217 | 2.8385 | 3.2708 | 3.9174 | 4.9448 | 6.2811 | 7.297 | 7.8108 | 8.3519 | 8.8166 | 8.9904 | 8.9695 | 9.0782 | 8.8382 | 0.57159 | 0.70075 | 0.78339 | 0.89482 | 0.96753 | 1.3153 | 2.2617 | 2.8724 | 3.4995 | 3.8093 | 4.1838 | 4.3036 | 3.9809 | 3.5237 | 2.817 | 1.9135 | 1.2372 | 0.89557 | 0.56418 | 0.28219 | 0.18793 | 0.19724 | 0.14988 | 0.27271 | 55.9163 | 55.8968 | 55.868 | 55.8346 | 55.7958 | 55.4357 | 54.3152 | 53.5242 | 52.685 | 52.1986 | 51.6674 | 51.5551 | 52.0061 | 52.5714 | 53.4696 | 54.5948 | 55.4292 | 55.8196 | 55.9237 | 55.9361 | 55.9356 | 55.9409 | 55.9054 | 55.9061 | -47.9428 | -47.9051 | -47.8865 | -47.8448 | -47.8134 | -47.5411 | -46.7773 | -46.2345 | -45.6461 | -45.2824 | -44.8893 | -44.8176 | -45.1515 | -45.5475 | -46.1725 | -46.9536 | -47.5465 | -47.8509 | -47.9778 | -48.067 | -48.091 | -48.0855 | -48.073 | -48.0484
55 | -22.3591 | -22.4606 | -22.5079 | -22.246 | -22.3429 | -22.372 | -22.1748 | -22.2693 | -22.2869 | -22.0695 | -22.1487 | -22.1642 | -22.0126 | -22.0902 | -22.1111 | -21.7004 | -21.7962 | -21.8099 | -20.8696 | -21.0167 | -20.9555 | -20.3609 | -20.5195 | -20.4098 | -19.873 | -20.0089 | -19.8687 | -19.6531 | -19.7741 | -19.5972 | -19.3975 | -19.5286 | -19.3069 | -19.304 | -19.4275 | -19.2024 | -19.5177 | -19.6569 | -19.4694 | -19.8614 | -20.0063 | -19.8496 | -20.4172 | -20.5886 | -20.4585 | -21.1594 | -21.3139 | -21.2771 | -21.8025 | -21.8783 | -21.8717 | -22.0575 | -22.1189 | -22.1429 | -22.3512 | -22.4075 | -22.4692 | -22.5903 | -22.6555 | -22.7298 | -22.6853 | -22.7649 | -22.8436 | -22.679 | -22.7617 | -22.8301 | -22.7318 | -22.8499 | -22.8948 | -22.6119 | -22.7408 | -22.7806 | 16.9662 | 17.1062 | 17.1049 | 16.904 | 17.0326 | 17.0337 | 16.8657 | 16.9871 | 16.9918 | 16.8076 | 16.9263 | 16.9299 | 16.7773 | 16.8934 | 16.902 | 16.6144 | 16.7333 | 16.729 | 16.1779 | 16.2952 | 16.2514 | 15.8939 | 16.004 | 15.9259 | 15.6061 | 15.7105 | 15.5928 | 15.4762 | 15.5689 | 15.4222 | 15.3177 | 15.4184 | 15.2355 | 15.2661 | 15.358 | 15.1725 | 15.3945 | 15.5012 | 15.3458 | 15.5939 | 15.7046 | 15.5738 | 15.9204 | 16.0405 | 15.943 | 16.3325 | 16.4522 | 16.4076 | 16.645 | 16.7616 | 16.761 | 16.8017 | 16.9079 | 16.922 | 16.9623 | 17.0734 | 17.0836 | 17.1048 | 17.2297 | 17.2374 | 17.1588 | 17.3 | 17.3061 | 17.1551 | 17.2969 | 17.2971 | 17.1871 | 17.3521 | 17.335 | 17.1167 | 17.2803 | 17.264 | 9.9058 | 9.6709 | 9.5131 | 9.3009 | 9.1688 | 8.5579 | 6.9293 | 5.9087 | 4.8937 | 4.4334 | 3.8714 | 3.6638 | 4.1508 | 4.8822 | 6.0436 | 7.5563 | 8.7097 | 9.2832 | 9.8995 | 10.4271 | 10.6311 | 10.6041 | 10.7252 | 10.4554 | 0.98061 | 1.1215 | 1.2109 | 1.3308 | 1.4094 | 1.7868 | 2.8126 | 3.4762 | 4.158 | 4.4965 | 4.9047 | 5.0358 | 4.6827 | 4.1853 | 3.4174 | 2.4364 | 1.7023 | 1.3315 | 0.97394 | 0.66754 | 0.56885 | 0.56342 | 0.52767 | 0.66115 | 62.0842 | 62.0657 | 62.0377 | 61.9986 | 61.953 | 61.5644 | 60.3181 | 59.4328 | 58.493 | 57.9477 | 57.3495 | 57.2217 | 57.7296 | 58.3633 | 59.3667 | 60.6187 | 61.5352 | 61.9738 | 62.087 | 62.1146 | 62.1204 | 62.1294 | 62.0963 | 62.0887 | -52.4062 | -52.3707 | -52.3496 | -52.3048 | -52.2709 | -51.976 | -51.1475 | -50.5583 | -49.9182 | -49.5217 | -49.0938 | -49.0225 | -49.3798 | -49.8104 | -50.4897 | -51.338 | -51.9813 | -52.3112 | -52.4475 | -52.5423 | -52.5684 | -52.5525 | -52.5468 | -52.523
60 | -24.7796 | -24.896 | -24.9526 | -24.661 | -24.763 | -24.8132 | -24.586 | -24.6786 | -24.7291 | -24.4634 | -24.5662 | -24.5972 | -24.4036 | -24.5022 | -24.5397 | -24.0791 | -24.1791 | -24.1785 | -23.1268 | -23.2942 | -23.241 | -22.5489 | -22.7178 | -22.6071 | -22.0038 | -22.1696 | -21.9994 | -21.7616 | -21.9128 | -21.7003 | -21.4751 | -21.6406 | -21.3761 | -21.3706 | -21.5088 | -21.2599 | -21.6095 | -21.7642 | -21.5573 | -21.9905 | -22.168 | -21.978 | -22.6327 | -22.8012 | -22.6576 | -23.4486 | -23.6146 | -23.5661 | -24.1496 | -24.2362 | -24.2409 | -24.4461 | -24.5244 | -24.5802 | -24.769 | -24.8338 | -24.9046 | -25.0438 | -25.1188 | -25.2019 | -25.1548 | -25.2467 | -25.3339 | -25.1476 | -25.2426 | -25.3182 | -25.2098 | -25.3446 | -25.3922 | -25.0716 | -25.2187 | -25.2601 | 18.3375 | 18.489 | 18.4872 | 18.27 | 18.4091 | 18.4099 | 18.2289 | 18.3603 | 18.365 | 18.1669 | 18.2954 | 18.2989 | 18.1345 | 18.2601 | 18.2691 | 17.9601 | 18.0887 | 18.0837 | 17.4923 | 17.6192 | 17.5715 | 17.1878 | 17.3067 | 17.2219 | 16.8788 | 16.9916 | 16.8638 | 16.7392 | 16.8393 | 16.6801 | 16.5688 | 16.6775 | 16.4791 | 16.5233 | 16.6117 | 16.4108 | 16.6514 | 16.7667 | 16.598 | 16.8655 | 16.9851 | 16.8432 | 17.2159 | 17.3457 | 17.2398 | 17.6578 | 17.7872 | 17.7386 | 17.9926 | 18.1188 | 18.1178 | 18.1605 | 18.2754 | 18.2904 | 18.3322 | 18.4524 | 18.463 | 18.4844 | 18.6196 | 18.6275 | 18.542 | 18.6948 | 18.701 | 18.5381 | 18.6915 | 18.6914 | 18.5723 | 18.7508 | 18.7319 | 18.497 | 18.674 | 18.6559 | 11.6372 | 11.3629 | 11.1845 | 10.9444 | 10.7984 | 10.1145 | 8.2772 | 7.128 | 5.9899 | 5.4756 | 4.8482 | 4.6139 | 5.1582 | 5.9779 | 7.2822 | 8.9801 | 10.277 | 10.9249 | 11.6181 | 12.2175 | 12.4554 | 12.422 | 12.5578 | 12.2543 | 1.4482 | 1.5976 | 1.6933 | 1.8216 | 1.9059 | 2.3119 | 3.4157 | 4.1306 | 4.8661 | 5.2325 | 5.6742 | 5.8205 | 5.4332 | 4.8965 | 4.0688 | 3.0118 | 2.2211 | 1.822 | 1.4393 | 1.112 | 1.0063 | 1.0019 | 0.96369 | 1.1061 | 68.3963 | 68.3788 | 68.3428 | 68.2838 | 68.2557 | 67.8196 | 66.446 | 65.4637 | 64.4153 | 63.8046 | 63.1417 | 63.0021 | 63.5657 | 64.2673 | 65.3879 | 66.7708 | 67.7874 | 68.2725 | 68.4035 | 68.455 | 68.464 | 68.4817 | 68.4513 | 68.4335 | -56.8246 | -56.7851 | -56.7612 | -56.7138 | -56.6776 | -56.3605 | -55.4691 | -54.8339 | -54.1434 | -53.7149 | -53.2525 | -53.1999 | -53.5619 | -54.0266 | -54.7593 | -55.673 | -56.3659 | -56.7207 | -56.8658 | -56.967 | -56.9942 | -56.9779 | -56.9717 | -56.9458
65 | -27.3076 | -27.4429 | -27.5014 | -27.1676 | -27.2866 | -27.3435 | -27.082 | -27.1864 | -27.2483 | -26.9501 | -27.0592 | -27.1092 | -26.8826 | -26.9868 | -27.0429 | -26.5279 | -26.6476 | -26.6651 | -25.455 | -25.6393 | -25.5897 | -24.8377 | -25.0153 | -24.9015 | -24.1984 | -24.3759 | -24.1942 | -23.9322 | -24.0929 | -23.8656 | -23.6108 | -23.7872 | -23.5029 | -23.4899 | -23.6576 | -23.3713 | -23.7637 | -23.9487 | -23.7071 | -24.1827 | -24.3721 | -24.1695 | -24.9066 | -25.1007 | -24.971 | -25.8184 | -26.0116 | -25.9512 | -26.5965 | -26.7015 | -26.7375 | -26.9292 | -27.0106 | -27.0889 | -27.2878 | -27.3646 | -27.4448 | -27.6022 | -27.6874 | -27.7798 | -27.7314 | -27.8359 | -27.9356 | -27.7232 | -27.8309 | -27.9177 | -27.7958 | -27.948 | -28.0017 | -27.6374 | -27.8034 | -27.8502 | 19.684 | 19.8468 | 19.8445 | 19.6123 | 19.7619 | 19.7623 | 19.5686 | 19.7098 | 19.7145 | 19.5029 | 19.641 | 19.6444 | 19.4683 | 19.6034 | 19.6126 | 19.2828 | 19.421 | 19.4152 | 18.7849 | 18.9212 | 18.8696 | 18.4604 | 18.5881 | 18.4966 | 18.1308 | 18.252 | 18.1141 | 17.9817 | 18.0892 | 17.9176 | 17.8012 | 17.9163 | 17.7026 | 17.7601 | 17.8453 | 17.629 | 17.8881 | 18.0118 | 17.8301 | 18.1165 | 18.2448 | 18.0918 | 18.49 | 18.6294 | 18.5152 | 18.9608 | 19.0998 | 19.0471 | 19.3173 | 19.4528 | 19.4514 | 19.4959 | 19.6195 | 19.6353 | 19.6783 | 19.8075 | 19.8186 | 19.8398 | 19.9852 | 19.9933 | 19.9009 | 20.0651 | 20.0713 | 19.8968 | 20.0616 | 20.0611 | 19.933 | 20.1249 | 20.1041 | 19.8531 | 20.0434 | 20.0234 | 13.5561 | 13.2445 | 13.0425 | 12.772 | 12.6078 | 11.8456 | 9.7823 | 8.4998 | 7.2252 | 6.6533 | 5.9557 | 5.6945 | 6.3005 | 7.2125 | 8.6715 | 10.5751 | 12.0259 | 12.7475 | 13.5292 | 14.2081 | 14.4794 | 14.443 | 14.5949 | 14.2559 | 1.9692 | 2.1272 | 2.2291 | 2.3654 | 2.4552 | 2.889 | 4.0687 | 4.8342 | 5.6225 | 6.0165 | 6.492 | 6.6525 | 6.2312 | 5.656 | 4.7695 | 3.6382 | 2.7924 | 2.3655 | 1.9585 | 1.6113 | 1.4991 | 1.4951 | 1.4548 | 1.6058 | 74.9002 | 74.8638 | 74.8193 | 74.7481 | 74.7154 | 74.2394 | 72.713 | 71.6226 | 70.4626 | 69.7824 | 69.0471 | 68.8928 | 69.5179 | 70.2969 | 71.5272 | 73.0966 | 74.198 | 74.7299 | 74.8923 | 74.9737 | 74.9971 | 75.014 | 74.9873 | 74.9563 | -61.1918 | -61.1496 | -61.1235 | -61.0736 | -61.0349 | -60.6962 | -59.7431 | -59.0629 | -58.3229 | -57.8629 | -57.3703 | -57.3321 | -57.6993 | -58.1973 | -58.9823 | -59.9602 | -60.7011 | -61.0807 | -61.2343 | -61.3414 | -61.3695 | -61.3529 | -61.3458 | -61.3181
70 | -29.9439 | -30.0951 | -30.1597 | -29.7854 | -29.918 | -29.982 | -29.688 | -29.808 | -29.8742 | -29.5386 | -29.6643 | -29.7212 | -29.4626 | -29.5788 | -29.6469 | -29.0718 | -29.1996 | -29.2324 | -27.8893 | -28.0988 | -28.031 | -27.1787 | -27.3731 | -27.2579 | -26.4973 | -26.6858 | -26.4937 | -26.1734 | -26.3439 | -26.1011 | -25.8138 | -26.0009 | -25.6962 | -25.6825 | -25.8614 | -25.5503 | -25.9843 | -26.1814 | -25.9228 | -26.4816 | -26.6827 | -26.469 | -27.2547 | -27.4666 | -27.3211 | -28.3378 | -28.5162 | -28.4657 | -29.1478 | -29.2588 | -29.3137 | -29.5121 | -29.6046 | -29.6924 | -29.9191 | -30.0047 | -30.095 | -30.2785 | -30.3742 | -30.4798 | -30.4484 | -30.5596 | -30.6562 | -30.437 | -30.5524 | -30.6359 | -30.527 | -30.6881 | -30.7315 | -30.3225 | -30.5082 | -30.5567 | 21.0076 | 21.1817 | 21.1786 | 20.9319 | 21.0918 | 21.0919 | 20.8857 | 21.0366 | 21.0412 | 20.8164 | 20.964 | 20.9672 | 20.7797 | 20.9241 | 20.9336 | 20.5834 | 20.7311 | 20.7245 | 20.0564 | 20.2019 | 20.1464 | 19.7125 | 19.8489 | 19.7506 | 19.3629 | 19.4922 | 19.3445 | 19.2046 | 19.3193 | 19.1354 | 19.0222 | 19.1346 | 18.9059 | 18.9774 | 19.0594 | 18.8279 | 19.1053 | 19.2373 | 19.0425 | 19.3475 | 19.4845 | 19.3205 | 19.7436 | 19.8924 | 19.7699 | 20.2424 | 20.3908 | 20.3341 | 20.6197 | 20.7646 | 20.7627 | 20.8089 | 20.9409 | 20.9574 | 21.0015 | 21.1396 | 21.151 | 21.172 | 21.3274 | 21.3355 | 21.2365 | 21.4119 | 21.4181 | 21.2321 | 21.4083 | 21.4072 | 21.2704 | 21.4754 | 21.4527 | 21.186 | 21.3893 | 21.3674 | 15.6867 | 15.3362 | 15.1087 | 14.8042 | 14.6293 | 13.7695 | 11.469 | 10.03 | 8.6173 | 7.9801 | 7.2069 | 6.9161 | 7.5874 | 8.6036 | 10.222 | 12.3628 | 13.9702 | 14.773 | 15.6533 | 16.421 | 16.733 | 16.6925 | 16.8628 | 16.4809 | 2.5426 | 2.7088 | 2.8166 | 2.9607 | 3.0557 | 3.5167 | 4.7708 | 5.5856 | 6.4257 | 6.8474 | 7.3606 | 7.5309 | 7.0757 | 6.4625 | 5.5185 | 4.3144 | 3.4145 | 2.9606 | 2.53 | 2.1634 | 2.0451 | 2.0417 | 1.9994 | 2.1586 | 81.5863 | 81.5395 | 81.4837 | 81.399 | 81.3505 | 80.8341 | 79.1646 | 77.9209 | 76.6477 | 75.9005 | 75.0851 | 74.911 | 75.6041 | 76.456 | 77.813 | 79.6021 | 80.7885 | 81.3731 | 81.5735 | 81.6906 | 81.7285 | 81.745 | 81.7178 | 81.6813 | -65.5108 | -65.4657 | -65.4373 | -65.3848 | -65.3438 | -64.9842 | -63.9711 | -63.2469 | -62.458 | -61.9669 | -61.464 | -61.42 | -61.7925 | -62.3233 | -63.1599 | -64.2006 | -64.9887 | -65.3921 | -65.5536 | -65.667 | -65.6956 | -65.679 | -65.671 | -65.6418
75 | -32.7075 | -32.8752 | -32.9497 | -32.5291 | -32.6758 | -32.751 | -32.4179 | -32.5503 | -32.6251 | -32.2486 | -32.3874 | -32.4518 | -32.1626 | -32.2948 | -32.3681 | -31.7262 | -31.8688 | -31.9071 | -30.463 | -30.6671 | -30.6064 | -29.6257 | -29.8343 | -29.7011 | -28.8492 | -29.0542 | -28.8543 | -28.5201 | -28.7061 | -28.4531 | -28.1241 | -28.3298 | -27.9994 | -27.9567 | -28.1393 | -27.8292 | -28.3109 | -28.5213 | -28.2464 | -28.829 | -29.0476 | -28.8251 | -29.7189 | -29.9578 | -29.7858 | -30.9801 | -31.1212 | -31.0777 | -31.8138 | -31.9347 | -31.9964 | -32.216 | -32.3194 | -32.4173 | -32.6776 | -32.7723 | -32.8765 | -33.1066 | -33.2074 | -33.3121 | -33.2813 | -33.4033 | -33.5123 | -33.2726 | -33.3974 | -33.4898 | -33.4467 | -33.602 | -33.6052 | -33.1641 | -33.3616 | -33.4006 | 22.3092 | 22.4943 | 22.4906 | 22.2296 | 22.3997 | 22.3993 | 22.1808 | 22.3414 | 22.3458 | 22.1082 | 22.2652 | 22.2681 | 22.0694 | 22.223 | 22.2327 | 21.8627 | 22.0198 | 22.0124 | 21.3076 | 21.4622 | 21.4027 | 20.9448 | 21.0897 | 20.9847 | 20.5758 | 20.713 | 20.5554 | 20.4083 | 20.5301 | 20.334 | 20.224 | 20.3339 | 20.0903 | 20.1756 | 20.2546 | 20.0079 | 20.3035 | 20.4436 | 20.236 | 20.5592 | 20.7047 | 20.5298 | 20.9773 | 21.1352 | 21.0045 | 21.5032 | 21.6609 | 21.6002 | 21.9008 | 22.0548 | 22.0524 | 22.1001 | 22.2406 | 22.2577 | 22.3026 | 22.4494 | 22.4612 | 22.4818 | 22.647 | 22.6552 | 22.5494 | 22.736 | 22.742 | 22.5449 | 22.7322 | 22.7306 | 22.5851 | 22.8031 | 22.7784 | 22.4963 | 22.7125 | 22.6887 | 18.0565 | 17.6643 | 17.4074 | 17.0646 | 16.8674 | 15.9091 | 13.3602 | 11.7434 | 10.1694 | 9.4698 | 8.6184 | 8.293 | 9.0357 | 10.1542 | 11.9675 | 14.3553 | 16.1361 | 17.0261 | 18.0162 | 18.8859 | 19.2376 | 19.1973 | 19.3945 | 18.9604 | 3.1667 | 3.3407 | 3.4545 | 3.6061 | 3.7061 | 4.1937 | 5.5205 | 6.3837 | 7.2748 | 7.7237 | 8.2744 | 8.454 | 7.9655 | 7.3149 | 6.3145 | 5.0388 | 4.0861 | 3.6056 | 3.1524 | 2.7672 | 2.643 | 2.6401 | 2.5959 | 2.763 | 88.4867 | 88.4298 | 88.3606 | 88.259 | 88.2 | 87.6256 | 85.8232 | 84.4041 | 82.9686 | 82.1416 | 81.2564 | 81.0711 | 81.825 | 82.7512 | 84.3242 | 86.287 | 87.5948 | 88.224 | 88.4699 | 88.6273 | 88.6828 | 88.6913 | 88.6576 | 88.6237 | -69.7827 | -69.7352 | -69.704 | -69.6491 | -69.6062 | -69.2258 | -68.154 | -67.3864 | -66.5497 | -66.0277 | -65.5143 | -65.4646 | -65.843 | -66.4064 | -67.2932 | -68.3957 | -69.2301 | -69.6568 | -69.8263 | -69.9452 | -69.9746 | -69.9579 | -69.9491 | -69.918

## bt3399_kVar_variation
kVAr_3ph | Voltage variation for reactive power (inductive) for every hour and every phase | [71 empty] | Voltage variation for reactive power (capacitive) for every hour and every phase
| Vreact_1_1_ind | Vreact_1_2_ind | Vreact_1_3_ind | Vreact_2_1_ind | Vreact_2_2_ind | Vreact_2_3_ind | Vreact_3_1_ind | Vreact_3_2_ind | Vreact_3_3_ind | Vreact_4_1_ind | Vreact_4_2_ind | Vreact_4_3_ind | Vreact_5_1_ind | Vreact_5_2_ind | Vreact_5_3_ind | Vreact_6_1_ind | Vreact_6_2_ind | Vreact_6_3_ind | Vreact_7_1_ind | Vreact_7_2_ind | Vreact_7_3_ind | Vreact_8_1_ind | Vreact_8_2_ind | Vreact_8_3_ind | Vreact_9_1_ind | Vreact_9_2_ind | Vreact_9_3_ind | Vreact_10_1_ind | Vreact_10_2_ind | Vreact_10_3_ind | Vreact_11_1_ind | Vreact_11_2_ind | Vreact_11_3_ind | Vreact_12_1_ind | Vreact_12_2_ind | Vreact_12_3_ind | Vreact_13_1_ind | Vreact_13_2_ind | Vreact_13_3_ind | Vreact_14_1_ind | Vreact_14_2_ind | Vreact_14_3_ind | Vreact_15_1_ind | Vreact_15_2_ind | Vreact_15_3_ind | Vreact_16_1_ind | Vreact_16_2_ind | Vreact_16_3_ind | Vreact_17_1_ind | Vreact_17_2_ind | Vreact_17_3_ind | Vreact_18_1_ind | Vreact_18_2_ind | Vreact_18_3_ind | Vreact_19_1_ind | Vreact_19_2_ind | Vreact_19_3_ind | Vreact_20_1_ind | Vreact_20_2_ind | Vreact_20_3_ind | Vreact_21_1_ind | Vreact_21_2_ind | Vreact_21_3_ind | Vreact_22_1_ind | Vreact_22_2_ind | Vreact_22_3_ind | Vreact_23_1_ind | Vreact_23_2_ind | Vreact_23_3_ind | Vreact_24_1_ind | Vreact_24_2_ind | Vreact_24_3_ind | Vreact_1_1_cap | Vreact_1_2_cap | Vreact_1_3_cap | Vreact_2_1_cap | Vreact_2_2_cap | Vreact_2_3_cap | Vreact_3_1_cap | Vreact_3_2_cap | Vreact_3_3_cap | Vreact_4_1_cap | Vreact_4_2_cap | Vreact_4_3_cap | Vreact_5_1_cap | Vreact_5_2_cap | Vreact_5_3_cap | Vreact_6_1_cap | Vreact_6_2_cap | Vreact_6_3_cap | Vreact_7_1_cap | Vreact_7_2_cap | Vreact_7_3_cap | Vreact_8_1_cap | Vreact_8_2_cap | Vreact_8_3_cap | Vreact_9_1_cap | Vreact_9_2_cap | Vreact_9_3_cap | Vreact_10_1_cap | Vreact_10_2_cap | Vreact_10_3_cap | Vreact_11_1_cap | Vreact_11_2_cap | Vreact_11_3_cap | Vreact_12_1_cap | Vreact_12_2_cap | Vreact_12_3_cap | Vreact_13_1_cap | Vreact_13_2_cap | Vreact_13_3_cap | Vreact_14_1_cap | Vreact_14_2_cap | Vreact_14_3_cap | Vreact_15_1_cap | Vreact_15_2_cap | Vreact_15_3_cap | Vreact_16_1_cap | Vreact_16_2_cap | Vreact_16_3_cap | Vreact_17_1_cap | Vreact_17_2_cap | Vreact_17_3_cap | Vreact_18_1_cap | Vreact_18_2_cap | Vreact_18_3_cap | Vreact_19_1_cap | Vreact_19_2_cap | Vreact_19_3_cap | Vreact_20_1_cap | Vreact_20_2_cap | Vreact_20_3_cap | Vreact_21_1_cap | Vreact_21_2_cap | Vreact_21_3_cap | Vreact_22_1_cap | Vreact_22_2_cap | Vreact_22_3_cap | Vreact_23_1_cap | Vreact_23_2_cap | Vreact_23_3_cap | Vreact_24_1_cap | Vreact_24_2_cap | Vreact_24_3_cap
0 | 0 | 0 | 0 | 0 | 0 | 0 | 0 | 0 | 0 | 0 | 0 | 0 | 0 | 0 | 0 | 0 | 0 | 0 | 0 | 0 | 0 | 0 | 0 | 0 | 0 | 0 | 0 | 0 | 0 | 0 | 0 | 0 | 0 | 0 | 0 | 0 | 0 | 0 | 0 | 0 | 0 | 0 | 0 | 0 | 0 | 0 | 0 | 0 | 0 | 0 | 0 | 0 | 0 | 0 | 0 | 0 | 0 | 0 | 0 | 0 | 0 | 0 | 0 | 0 | 0 | 0 | 0 | 0 | 0 | 0 | 0 | 0 | 0 | 0 | 0 | 0 | 0 | 0 | 0 | 0 | 0 | 0 | 0 | 0 | 0 | 0 | 0 | 0 | 0 | 0 | 0 | 0 | 0 | 0 | 0 | 0 | 0 | 0 | 0 | 0 | 0 | 0 | 0 | 0 | 0 | 0 | 0 | 0 | 0 | 0 | 0 | 0 | 0 | 0 | 0 | 0 | 0 | 0 | 0 | 0 | 0 | 0 | 0 | 0 | 0 | 0 | 0 | 0 | 0 | 0 | 0 | 0 | 0 | 0 | 0 | 0 | 0 | 0 | 0 | 0 | 0 | 0 | 0 | 0
10 | -3.409 | -3.3714 | -3.3652 | -3.3999 | -3.3655 | -3.3596 | -3.3946 | -3.3617 | -3.3555 | -3.3881 | -3.3565 | -3.3503 | -3.385 | -3.3538 | -3.3467 | -3.3635 | -3.3384 | -3.3362 | -3.3069 | -3.2984 | -3.3115 | -3.2714 | -3.2741 | -3.2993 | -3.2374 | -3.2508 | -3.2887 | -3.2199 | -3.24 | -3.289 | -3.2029 | -3.227 | -3.2859 | -3.1971 | -3.222 | -3.2821 | -3.2135 | -3.2332 | -3.2833 | -3.2336 | -3.2486 | -3.291 | -3.272 | -3.2757 | -3.3063 | -3.3219 | -3.3129 | -3.3257 | -3.3635 | -3.3425 | -3.3399 | -3.3841 | -3.3577 | -3.3492 | -3.4015 | -3.3726 | -3.3646 | -3.4191 | -3.3863 | -3.3778 | -3.4302 | -3.3921 | -3.3836 | -3.4288 | -3.3904 | -3.3837 | -3.4361 | -3.3907 | -3.3869 | -3.4283 | -3.3843 | -3.3795 | 3.249 | 3.2128 | 3.2072 | 3.2413 | 3.2082 | 3.2026 | 3.2368 | 3.2052 | 3.1993 | 3.2315 | 3.2011 | 3.1952 | 3.229 | 3.199 | 3.1923 | 3.2104 | 3.1862 | 3.184 | 3.1615 | 3.1528 | 3.165 | 3.1305 | 3.1324 | 3.1561 | 3.1007 | 3.1127 | 3.1484 | 3.0848 | 3.1032 | 3.1494 | 3.0696 | 3.0919 | 3.1473 | 3.0648 | 3.0878 | 3.1444 | 3.0794 | 3.0975 | 3.1446 | 3.0968 | 3.1104 | 3.1503 | 3.1303 | 3.1331 | 3.1619 | 3.1736 | 3.1645 | 3.1764 | 3.2099 | 3.1896 | 3.187 | 3.2278 | 3.2025 | 3.1944 | 3.242 | 3.2142 | 3.2066 | 3.2564 | 3.225 | 3.2169 | 3.266 | 3.2294 | 3.2214 | 3.2648 | 3.2279 | 3.2216 | 3.2712 | 3.2276 | 3.224 | 3.2647 | 3.2226 | 3.218
20 | -6.9978 | -6.9209 | -6.908 | -6.9779 | -6.9074 | -6.8953 | -6.9661 | -6.8988 | -6.8861 | -6.9517 | -6.887 | -6.8743 | -6.9448 | -6.881 | -6.8664 | -6.8981 | -6.847 | -6.8425 | -6.776 | -6.759 | -6.7863 | -6.6995 | -6.7059 | -6.758 | -6.6266 | -6.6548 | -6.7333 | -6.5897 | -6.6317 | -6.733 | -6.5535 | -6.6038 | -6.7254 | -6.5408 | -6.5927 | -6.7169 | -6.5755 | -6.6168 | -6.7204 | -6.619 | -6.6507 | -6.7384 | -6.7016 | -6.71 | -6.7734 | -6.8092 | -6.7914 | -6.8179 | -6.8988 | -6.8563 | -6.8509 | -6.9433 | -6.8894 | -6.8719 | -6.9821 | -6.9229 | -6.9064 | -7.0686 | -6.9547 | -6.9374 | -7.1542 | -6.991 | -6.9525 | -7.1516 | -6.9885 | -6.9525 | -7.1865 | -6.9915 | -6.9607 | -7.1379 | -6.9711 | -6.9432 | 6.354 | 6.283 | 6.2717 | 6.3398 | 6.2749 | 6.2639 | 6.3317 | 6.2695 | 6.2581 | 6.322 | 6.2624 | 6.2508 | 6.3176 | 6.2587 | 6.2456 | 6.283 | 6.2351 | 6.2309 | 6.1914 | 6.1739 | 6.1976 | 6.1332 | 6.1365 | 6.1823 | 6.0771 | 6.1002 | 6.1694 | 6.0469 | 6.0822 | 6.1719 | 6.018 | 6.061 | 6.1686 | 6.0092 | 6.0536 | 6.1636 | 6.0369 | 6.0718 | 6.1633 | 6.0695 | 6.0955 | 6.1729 | 6.1322 | 6.1371 | 6.193 | 6.2134 | 6.195 | 6.2181 | 6.2814 | 6.2413 | 6.2363 | 6.315 | 6.2653 | 6.2495 | 6.3407 | 6.2859 | 6.2711 | 6.3669 | 6.305 | 6.2893 | 6.3847 | 6.3128 | 6.2972 | 6.3824 | 6.3099 | 6.2975 | 6.3943 | 6.3088 | 6.3018 | 6.3829 | 6.3001 | 6.2914
30 | -10.9182 | -10.7273 | -10.6621 | -10.8724 | -10.678 | -10.6355 | -10.7948 | -10.6383 | -10.6172 | -10.7691 | -10.618 | -10.5969 | -10.7463 | -10.6055 | -10.5831 | -10.6262 | -10.548 | -10.5412 | -10.4274 | -10.4023 | -10.4448 | -10.3035 | -10.3145 | -10.3956 | -10.1857 | -10.2305 | -10.3524 | -10.1271 | -10.1932 | -10.3505 | -10.0691 | -10.148 | -10.3367 | -10.0482 | -10.1295 | -10.3222 | -10.1036 | -10.1686 | -10.3294 | -10.1743 | -10.2245 | -10.3607 | -10.3081 | -10.3225 | -10.4211 | -10.4829 | -10.4567 | -10.498 | -10.6285 | -10.5635 | -10.5553 | -10.7579 | -10.6219 | -10.5928 | -10.8923 | -10.7361 | -10.6593 | -10.9658 | -10.8149 | -10.7314 | -11.0026 | -10.8398 | -10.7644 | -10.9985 | -10.8372 | -10.7653 | -11.0251 | -10.8332 | -10.826 | -10.9897 | -10.7841 | -10.7411 | 9.3284 | 9.2238 | 9.207 | 9.3089 | 9.2131 | 9.1969 | 9.2978 | 9.2062 | 9.1893 | 9.2846 | 9.1967 | 9.1797 | 9.2788 | 9.1919 | 9.1726 | 9.2302 | 9.1594 | 9.1531 | 9.1015 | 9.0751 | 9.1095 | 9.0195 | 9.0234 | 9.0902 | 8.9402 | 8.9732 | 9.0741 | 8.8967 | 8.9476 | 9.0786 | 8.8556 | 8.9177 | 9.0748 | 8.8563 | 8.9076 | 9.0687 | 8.883 | 8.9332 | 9.0668 | 8.9287 | 8.966 | 9.0789 | 9.0171 | 9.0234 | 9.1048 | 9.1313 | 9.1035 | 9.1371 | 9.2272 | 9.1678 | 9.1603 | 9.2745 | 9.2012 | 9.1781 | 9.3095 | 9.2286 | 9.2069 | 9.3452 | 9.2539 | 9.2308 | 9.3701 | 9.2642 | 9.2412 | 9.3668 | 9.26 | 9.2418 | 9.3836 | 9.2577 | 9.2472 | 9.3681 | 9.2463 | 9.2331
40 | -14.9346 | -14.7185 | -14.7334 | -14.8894 | -14.6934 | -14.6733 | -14.8627 | -14.6787 | -14.6453 | -14.8208 | -14.6408 | -14.5753 | -14.8001 | -14.6094 | -14.5513 | -14.6966 | -14.52 | -14.4694 | -14.2863 | -14.2533 | -14.3122 | -14.1069 | -14.1237 | -14.236 | -13.9368 | -14.0002 | -14.1688 | -13.8538 | -13.9464 | -14.1639 | -13.7708 | -13.8811 | -14.142 | -13.74 | -13.8535 | -14.1199 | -13.8192 | -13.9102 | -14.1326 | -13.9218 | -13.9926 | -14.1811 | -14.1156 | -14.1372 | -14.2737 | -14.385 | -14.3577 | -14.3938 | -14.7211 | -14.5738 | -14.5097 | -14.8062 | -14.6433 | -14.5657 | -14.9113 | -14.7249 | -14.7308 | -15.0666 | -14.8181 | -14.7944 | -15.1208 | -14.8533 | -14.8331 | -15.1131 | -14.8444 | -14.8307 | -15.145 | -14.8634 | -14.8645 | -15.096 | -14.8053 | -14.8057 | 12.1841 | 12.0471 | 12.0249 | 12.1599 | 12.0343 | 12.0131 | 12.1465 | 12.0262 | 12.0042 | 12.1304 | 12.0151 | 11.9929 | 12.1235 | 12.0095 | 11.9842 | 12.0628 | 11.9697 | 11.9612 | 11.9018 | 11.8663 | 11.9109 | 11.7988 | 11.8028 | 11.8895 | 11.699 | 11.741 | 11.8719 | 11.6433 | 11.7087 | 11.8788 | 11.6253 | 11.6712 | 11.8762 | 11.6326 | 11.6591 | 11.8694 | 11.6266 | 11.6911 | 11.8644 | 11.6836 | 11.7312 | 11.8778 | 11.7946 | 11.8017 | 11.9073 | 11.9377 | 11.9004 | 11.9439 | 12.0581 | 11.9799 | 11.9699 | 12.1175 | 12.0213 | 11.991 | 12.1597 | 12.0535 | 12.0252 | 12.2031 | 12.0832 | 12.053 | 12.2342 | 12.0951 | 12.0651 | 12.23 | 12.0899 | 12.066 | 12.251 | 12.0861 | 12.0724 | 12.2323 | 12.0726 | 12.0551
50 | -19.2653 | -18.9888 | -18.9531 | -19.1875 | -18.941 | -18.9162 | -19.1497 | -18.8899 | -18.868 | -19.0978 | -18.8433 | -18.8198 | -19.0795 | -18.8279 | -18.7941 | -18.8899 | -18.6973 | -18.7144 | -18.4318 | -18.3976 | -18.4449 | -18.1534 | -18.1884 | -18.3137 | -17.9077 | -17.992 | -18.2113 | -17.7979 | -17.9366 | -18.2022 | -17.6861 | -17.8493 | -18.1695 | -17.6422 | -17.7912 | -18.137 | -17.7487 | -17.8687 | -18.1577 | -17.8903 | -18.0015 | -18.2291 | -18.1733 | -18.2194 | -18.3818 | -18.5956 | -18.5378 | -18.5994 | -18.9167 | -18.7245 | -18.7461 | -19.0771 | -18.8412 | -18.8104 | -19.204 | -18.9711 | -18.9408 | -19.4023 | -19.1324 | -19.0891 | -19.4919 | -19.1958 | -19.1366 | -19.4816 | -19.183 | -19.134 | -19.592 | -19.2064 | -19.2178 | -19.4533 | -19.1173 | -19.1068 | 14.929 | 14.7605 | 14.733 | 14.9026 | 14.7479 | 14.7218 | 14.8871 | 14.7392 | 14.712 | 14.8689 | 14.727 | 14.6996 | 14.8612 | 14.7209 | 14.6898 | 14.79 | 14.6751 | 14.6645 | 14.6009 | 14.5563 | 14.6103 | 14.4794 | 14.4831 | 14.5885 | 14.3614 | 14.4116 | 14.5709 | 14.3282 | 14.3737 | 14.5818 | 14.3147 | 14.3296 | 14.5805 | 14.3265 | 14.3162 | 14.5736 | 14.3108 | 14.3534 | 14.5654 | 14.3422 | 14.3991 | 14.5777 | 14.473 | 14.4803 | 14.6088 | 14.6414 | 14.5945 | 14.6472 | 14.7834 | 14.6867 | 14.6742 | 14.8534 | 14.7349 | 14.6978 | 14.9011 | 14.7702 | 14.7355 | 14.9506 | 14.8028 | 14.7658 | 14.9869 | 14.8157 | 14.7788 | 14.9819 | 14.8098 | 14.7802 | 15.0067 | 14.8038 | 14.7868 | 14.9855 | 14.7891 | 14.7673
60 | -23.9831 | -23.5992 | -23.5533 | -23.855 | -23.5497 | -23.4943 | -23.7668 | -23.4805 | -23.4407 | -23.6709 | -23.3861 | -23.3458 | -23.6408 | -23.3242 | -23.3067 | -23.4308 | -23.1797 | -23.1813 | -22.8902 | -22.7697 | -22.8812 | -22.5183 | -22.5434 | -22.7165 | -22.1744 | -22.2912 | -22.5586 | -22.0372 | -22.2046 | -22.5488 | -21.8693 | -22.06 | -22.4945 | -21.8056 | -22.0095 | -22.4282 | -21.9514 | -22.1104 | -22.4809 | -22.1572 | -22.2876 | -22.5983 | -22.5476 | -22.5711 | -22.7984 | -23.0996 | -22.9866 | -23.0624 | -23.4712 | -23.2316 | -23.2203 | -23.6328 | -23.3848 | -23.3215 | -23.8574 | -23.5954 | -23.5276 | -24.1098 | -23.7089 | -23.7073 | -24.2329 | -23.7505 | -23.7822 | -24.2198 | -23.7409 | -23.7849 | -24.2947 | -23.7503 | -23.8279 | -24.205 | -23.7134 | -23.7538 | 17.5764 | 17.3772 | 17.3445 | 17.545 | 17.3621 | 17.3312 | 17.5281 | 17.3531 | 17.321 | 17.5082 | 17.3404 | 17.308 | 17.5002 | 17.3341 | 17.2975 | 17.4198 | 17.2835 | 17.2707 | 17.2062 | 17.1524 | 17.2153 | 17.0684 | 17.0714 | 17.1945 | 16.9477 | 16.9922 | 17.1789 | 16.9338 | 16.9496 | 17.1942 | 16.9211 | 16.8999 | 17.1948 | 16.9315 | 16.8856 | 17.188 | 16.9174 | 16.9272 | 17.1763 | 16.9241 | 16.9771 | 17.1863 | 17.0595 | 17.0665 | 17.2168 | 17.2499 | 17.1934 | 17.2548 | 17.411 | 17.2961 | 17.2812 | 17.4904 | 17.3501 | 17.3063 | 17.542 | 17.3871 | 17.3462 | 17.596 | 17.4211 | 17.3775 | 17.6369 | 17.4344 | 17.3908 | 17.6312 | 17.4276 | 17.3926 | 17.6595 | 17.4195 | 17.3991 | 17.6363 | 17.4042 | 17.3782
70 | -28.944 | -28.4355 | -28.4913 | -28.8362 | -28.3692 | -28.4154 | -28.7684 | -28.3236 | -28.34 | -28.6731 | -28.2683 | -28.265 | -28.6413 | -28.236 | -28.2171 | -28.4448 | -28.1006 | -28.0612 | -27.6905 | -27.5852 | -27.6963 | -27.2148 | -27.2327 | -27.4544 | -26.7817 | -26.8955 | -27.2514 | -26.5974 | -26.7679 | -27.2317 | -26.382 | -26.6114 | -27.1617 | -26.2911 | -26.5228 | -27.0949 | -26.4595 | -26.6492 | -27.1274 | -26.803 | -26.921 | -27.2956 | -27.2747 | -27.2976 | -27.6034 | -27.9856 | -27.8657 | -27.9344 | -28.4842 | -28.1454 | -28.162 | -28.6231 | -28.2603 | -28.2394 | -28.8516 | -28.419 | -28.4587 | -29.061 | -28.556 | -28.6249 | -29.2019 | -28.6162 | -28.7077 | -29.1853 | -28.6041 | -28.7063 | -29.2727 | -28.6232 | -28.7551 | -29.1653 | -28.5718 | -28.668 | 20.129 | 19.8999 | 19.8621 | 20.0946 | 19.8841 | 19.8485 | 20.0766 | 19.8752 | 19.8382 | 20.0555 | 19.8625 | 19.8251 | 20.0473 | 19.8562 | 19.814 | 19.959 | 19.8018 | 19.7868 | 19.7243 | 19.6611 | 19.7324 | 19.5723 | 19.574 | 19.7141 | 19.4708 | 19.4895 | 19.7026 | 19.4578 | 19.4426 | 19.722 | 19.4431 | 19.3881 | 19.7305 | 19.4523 | 19.3736 | 19.7334 | 19.4415 | 19.4187 | 19.7077 | 19.4452 | 19.4716 | 19.7104 | 19.5605 | 19.5667 | 19.7377 | 19.7701 | 19.7038 | 19.7735 | 19.9479 | 19.8152 | 19.7977 | 20.0355 | 19.874 | 19.8237 | 20.0897 | 19.9114 | 19.8643 | 20.147 | 19.9456 | 19.8955 | 20.1918 | 19.9587 | 19.9086 | 20.1858 | 19.9511 | 19.911 | 20.2167 | 19.9407 | 19.9169 | 20.1921 | 19.9253 | 19.8951
80 | -34.3097 | -33.7162 | -33.7997 | -34.1707 | -33.6228 | -33.6973 | -34.0976 | -33.5646 | -33.6305 | -33.9811 | -33.4922 | -33.5371 | -33.9394 | -33.4476 | -33.4823 | -33.7273 | -33.2827 | -33.3497 | -33.0077 | -32.7807 | -32.9588 | -32.4676 | -32.4417 | -32.6809 | -31.876 | -32.0567 | -32.3917 | -31.6663 | -31.9365 | -32.3714 | -31.458 | -31.7351 | -32.2923 | -31.2817 | -31.5722 | -32.1835 | -31.5325 | -31.7392 | -32.2376 | -31.9156 | -32.0725 | -32.4617 | -32.5657 | -32.5407 | -32.8903 | -33.3024 | -33.0197 | -33.2309 | -33.757 | -33.3332 | -33.4128 | -33.919 | -33.4764 | -33.5018 | -34.1984 | -33.6861 | -33.7553 | -34.4699 | -33.8767 | -33.9774 | -34.6484 | -33.9645 | -34.0911 | -34.6279 | -33.9495 | -34.0864 | -34.7363 | -33.9824 | -34.1479 | -34.5988 | -33.9102 | -34.0338 | 22.5951 | 22.3367 | 22.2939 | 22.5576 | 22.3201 | 22.2801 | 22.5388 | 22.3116 | 22.2698 | 22.517 | 22.2992 | 22.257 | 22.5089 | 22.2933 | 22.2457 | 22.4137 | 22.236 | 22.2188 | 22.1609 | 22.0883 | 22.1675 | 22.0037 | 21.9968 | 22.1531 | 21.9237 | 21.9096 | 22.1654 | 21.9102 | 21.8675 | 22.2057 | 21.9 | 21.8259 | 22.2383 | 21.9173 | 21.8284 | 22.2559 | 21.902 | 21.8521 | 22.2056 | 21.8927 | 21.8885 | 22.1691 | 21.9845 | 21.9866 | 22.1775 | 22.2077 | 22.1316 | 22.209 | 22.4002 | 22.25 | 22.2299 | 22.495 | 22.3128 | 22.2561 | 22.5506 | 22.3493 | 22.2963 | 22.61 | 22.3827 | 22.3262 | 22.6582 | 22.3952 | 22.3386 | 22.6515 | 22.3867 | 22.3414 | 22.685 | 22.3738 | 22.3467 | 22.6596 | 22.3588 | 22.3244

## bt4088_Coeff
| LoadShape |  |  | PV Shape |  |  | Voltage magnitude sensitivity to active power |  | Voltage magnitude sensitivity to reactive power |  | Linear coefficients contribution of power extraction | [8 empty] | Linear coefficients contribution of power injection (1) | [8 empty] | Linear coefficients contribution of power injection (2)
| LS_WK | LS_SA | LS_SU | PV_shape_M1 | PV_shape_M2 | PV_shape_M3 | a_{b,h}^{+} | a_{b,h}^{-} | a_{b,h}^{ind} | a_{b,h}^{cap} | a_(ext,b,1,h)^L | a_(ext,b,2,h)^L | a_(ext,b,3,h)^L | a_(ext,b,4,h)^L | a_(ext,b,5,h)^L | a_(ext,b,6,h)^L | a_(ext,b,7,h)^L | a_(ext,b,8,h)^L | a_(ext,b,9,h)^L | a_(inj1,b,1,h)^L | a_(inj1,b,2,h)^L | a_(inj1,b,3,h)^L | a_(inj1,b,4,h)^L | a_(inj1,b,5,h)^L | a_(inj1,b,6,h)^L | a_(inj1,b,7,h)^L | a_(inj1,b,8,h)^L | a_(inj1,b,9,h)^L | a_(inj2,b,1,h)^L | a_(inj2,b,2,h)^L | a_(inj2,b,3,h)^L | a_(inj2,b,4,h)^L | a_(inj2,b,5,h)^L | a_(inj2,b,6,h)^L | a_(inj2,b,7,h)^L | a_(inj2,b,8,h)^L | a_(inj2,b,9,h)^L
1 | 0.703 | 0.754 | 0.754 | 0 | 0 | 0 | -1.0521 | 0.67578 | -1.6538 | 1.0907 | 0.15846 | 0.16425 | 0.16214 | 0.16138 | 0.16751 | 0.16512 | 0.16015 | 0.16602 | 0.16384 | -0.020831 | -0.018329 | -0.023161 | -0.022709 | -0.020422 | -0.019038 | -0.021837 | -0.01936 | -0.01812 | 0.058701 | 0.061301 | 0.057132 | 0.057279 | 0.059704 | 0.060752 | 0.057958 | 0.060504 | 0.061448
2 | 0.557 | 0.663 | 0.675 | 0 | 0 | 0 | -1.0451 | 0.67255 | -1.6495 | 1.0897 | 0.15352 | 0.159 | 0.15703 | 0.15753 | 0.16343 | 0.16095 | 0.15719 | 0.16279 | 0.16044 | -0.017559 | -0.020853 | -0.019676 | -0.020196 | -0.017817 | -0.026104 | -0.019872 | -0.023273 | -0.021867 | 0.061272 | 0.058871 | 0.059668 | 0.059134 | 0.061642 | 0.057676 | 0.059442 | 0.057037 | 0.058103
3 | 0.526 | 0.597 | 0.706 | 0 | 0 | 0 | -1.0404 | 0.6705 | -1.6459 | 1.0891 | 0.1505 | 0.15558 | 0.15361 | 0.15462 | 0.16027 | 0.15794 | 0.15577 | 0.1612 | 0.15887 | -0.015732 | -0.018736 | -0.017544 | -0.018224 | -0.021697 | -0.020359 | -0.019077 | -0.022312 | -0.020935 | 0.062703 | 0.060455 | 0.061348 | 0.060657 | 0.058243 | 0.059214 | 0.059987 | 0.057716 | 0.058718
4 | 0.501 | 0.637 | 0.645 | 0 | 0 | 0 | -1.0354 | 0.66821 | -1.6431 | 1.0887 | 0.14793 | 0.15269 | 0.15094 | 0.15408 | 0.15944 | 0.15718 | 0.15235 | 0.15743 | 0.1553 | -0.014054 | -0.01693 | -0.015893 | -0.017953 | -0.021238 | -0.019884 | -0.016928 | -0.019979 | -0.018701 | 0.063884 | 0.061818 | 0.062605 | 0.060887 | 0.058509 | 0.059528 | 0.061629 | 0.059469 | 0.06042
5 | 0.527 | 0.725 | 0.733 | 0.03 | 0 | 0 | -1.0324 | 0.66667 | -1.6411 | 1.0883 | 0.14609 | 0.15244 | 0.15064 | 0.152 | 0.15894 | 0.15669 | 0.15011 | 0.15658 | 0.15457 | -0.012811 | -0.016827 | -0.015749 | -0.016647 | -0.021269 | -0.019709 | -0.015495 | -0.019548 | -0.018275 | 0.064917 | 0.061862 | 0.062529 | 0.061922 | 0.058672 | 0.059645 | 0.062566 | 0.059734 | 0.060686
6 | 0.568 | 0.633 | 0.795 | 0.15 | 0.13 | 0.07 | -1.0123 | 0.65646 | -1.6323 | 1.086 | 0.13789 | 0.14336 | 0.14514 | 0.14048 | 0.14639 | 0.14784 | 0.14149 | 0.14703 | 0.14849 | -0.013005 | -0.016839 | -0.012059 | -0.014657 | -0.012525 | -0.013765 | -0.015458 | -0.013046 | -0.014465 | 0.064679 | 0.062051 | 0.065699 | 0.063426 | 0.065584 | 0.06441 | 0.062712 | 0.065136 | 0.063967
7 | 0.633 | 0.666 | 0.744 | 0.34 | 0.28 | 0.27 | -0.97909 | 0.63914 | -1.6165 | 1.083 | 0.12415 | 0.13138 | 0.13012 | 0.12467 | 0.13212 | 0.13052 | 0.1256 | 0.1329 | 0.13138 | -0.0091099 | -0.0082412 | -0.0074859 | -0.0094237 | -0.008665 | -0.0077007 | -0.01008 | -0.0091663 | -0.0082595 | 0.067881 | 0.068945 | 0.069475 | 0.067653 | 0.068614 | 0.069304 | 0.067127 | 0.068081 | 0.068861
8 | 0.578 | 0.736 | 0.732 | 0.53 | 0.49 | 0.43 | -0.95277 | 0.62452 | -1.6063 | 1.0821 | 0.11179 | 0.11719 | 0.11869 | 0.11589 | 0.12172 | 0.12277 | 0.11496 | 0.12057 | 0.12172 | -0.00019693 | -0.003888 | -0.0051534 | -0.0028528 | -0.0067864 | -0.0078012 | -0.0022191 | -0.0059432 | -0.0070444 | 0.075589 | 0.072695 | 0.071452 | 0.073498 | 0.070433 | 0.069419 | 0.074014 | 0.071102 | 0.070008
9 | 0.438 | 0.558 | 0.631 | 0.77 | 0.71 | 0.62 | -0.9282 | 0.61031 | -1.5989 | 1.0826 | 0.10124 | 0.1074 | 0.11017 | 0.10407 | 0.11051 | 0.11288 | 0.10317 | 0.10927 | 0.1116 | 0 | 0 | 0 | 0 | 0 | -0.00031744 | 0 | 0 | 0 | 0.078242 | 0.074659 | 0.072508 | 0.076734 | 0.073056 | 0.076061 | 0.077276 | 0.073824 | 0.071915
10 | 0.424 | 0.565 | 0.653 | 0.85 | 0.82 | 0.77 | -0.9213 | 0.60573 | -1.5992 | 1.0831 | 0.10015 | 0.10517 | 0.10565 | 0.1011 | 0.10599 | 0.10629 | 0.10443 | 0.10947 | 0.1094 | 0 | 0 | 0 | 0 | 0 | 0 | 0 | 0 | 0 | 0.079449 | 0.076699 | 0.076086 | 0.078931 | 0.076281 | 0.075765 | 0.077291 | 0.074646 | 0.074332
11 | 0.468 | 0.569 | 0.691 | 0.94 | 0.92 | 0.93 | -0.91377 | 0.60088 | -1.5984 | 1.0835 | 0.098335 | 0.10305 | 0.10068 | 0.099473 | 0.10417 | 0.10149 | 0.10237 | 0.10707 | 0.10411 | 0 | 0 | 0 | 0 | 0 | 0 | 0 | 0 | 0 | 0.081089 | 0.078588 | 0.079984 | 0.080454 | 0.077979 | 0.079526 | 0.079034 | 0.076637 | 0.078332
12 | 0.523 | 0.646 | 0.637 | 0.95 | 0.94 | 0.95 | -0.91452 | 0.60125 | -1.5988 | 1.0832 | 0.10203 | 0.10664 | 0.10409 | 0.10046 | 0.10469 | 0.10189 | 0.099761 | 0.10382 | 0.10092 | 0 | 0 | 0 | 0 | 0 | 0 | 0 | 0 | 0 | 0.079144 | 0.07681 | 0.078298 | 0.079902 | 0.077782 | 0.079397 | 0.080419 | 0.07841 | 0.080077
13 | 0.676 | 0.855 | 0.625 | 0.85 | 0.8 | 0.82 | -0.92809 | 0.6092 | -1.6028 | 1.0824 | 0.10867 | 0.11525 | 0.11216 | 0.10788 | 0.11423 | 0.11082 | 0.10125 | 0.10699 | 0.10404 | 0 | -0.0013587 | 0 | 0 | -0.00059377 | 0 | 0 | 0 | 0 | 0.074621 | 0.075992 | 0.072786 | 0.075015 | 0.07653 | 0.073507 | 0.078784 | 0.075569 | 0.077293
14 | 0.624 | 0.696 | 0.596 | 0.71 | 0.67 | 0.69 | -0.94075 | 0.61667 | -1.6074 | 1.0824 | 0.11544 | 0.12199 | 0.11901 | 0.11126 | 0.11732 | 0.114 | 0.10806 | 0.11381 | 0.11066 | -0.002001 | -0.0064773 | -0.0044016 | 0 | -0.0031459 | -0.0008726 | 0 | -0.00071458 | 0 | 0.074991 | 0.071504 | 0.073206 | 0.072295 | 0.073997 | 0.075864 | 0.074057 | 0.075869 | 0.072721
15 | 0.577 | 0.715 | 0.761 | 0.52 | 0.55 | 0.49 | -0.96321 | 0.62888 | -1.6181 | 1.0833 | 0.12623 | 0.12967 | 0.1309 | 0.12277 | 0.12576 | 0.12668 | 0.12019 | 0.12274 | 0.12381 | -0.0099909 | -0.0062248 | -0.0073348 | -0.0075564 | -0.0093298 | -0.010201 | -0.0058367 | -0.0073007 | -0.0083201 | 0.068072 | 0.071746 | 0.070641 | 0.069842 | 0.06874 | 0.067785 | 0.071098 | 0.070242 | 0.069215
16 | 0.564 | 0.73 | 0.768 | 0.36 | 0.32 | 0.26 | -0.99054 | 0.64365 | -1.6287 | 1.0852 | 0.13438 | 0.14193 | 0.14348 | 0.13199 | 0.13922 | 0.14008 | 0.13102 | 0.13786 | 0.13897 | -0.010287 | -0.015261 | -0.016551 | -0.0085571 | -0.013236 | -0.014117 | -0.0078557 | -0.013007 | -0.013334 | 0.067665 | 0.063787 | 0.062565 | 0.06887 | 0.065239 | 0.064308 | 0.069373 | 0.06593 | 0.064891
17 | 0.637 | 0.751 | 0.776 | 0.16 | 0.12 | 0.09 | -1.0199 | 0.65913 | -1.6392 | 1.0878 | 0.14794 | 0.156 | 0.15577 | 0.14525 | 0.15299 | 0.15212 | 0.1429 | 0.15021 | 0.1495 | -0.014052 | -0.019151 | -0.019148 | -0.012029 | -0.0169 | -0.016549 | -0.016425 | -0.015215 | -0.014977 | 0.064378 | 0.06046 | 0.060327 | 0.065924 | 0.062185 | 0.062333 | 0.061975 | 0.063381 | 0.063444
18 | 0.732 | 0.791 | 0.704 | 0.03 | 0 | 0 | -1.0382 | 0.66885 | -1.6447 | 1.0894 | 0.15649 | 0.16396 | 0.16188 | 0.15398 | 0.16104 | 0.15833 | 0.15066 | 0.15754 | 0.15516 | -0.020559 | -0.018811 | -0.023481 | -0.01796 | -0.022353 | -0.020686 | -0.015945 | -0.0203 | -0.018838 | 0.059201 | 0.060735 | 0.056649 | 0.060898 | 0.057599 | 0.058811 | 0.062401 | 0.05913 | 0.060218
19 | 0.947 | 0.809 | 0.765 | 0 | 0 | 0 | -1.0596 | 0.6793 | -1.6549 | 1.0907 | 0.16765 | 0.17347 | 0.17112 | 0.16367 | 0.16954 | 0.16643 | 0.1614 | 0.16694 | 0.16443 | -0.021337 | -0.02474 | -0.023309 | -0.018182 | -0.021636 | -0.019772 | -0.022763 | -0.020196 | -0.018669 | 0.058633 | 0.056242 | 0.057275 | 0.061168 | 0.05871 | 0.060116 | 0.05714 | 0.059787 | 0.060919
20 | 1 | 1 | 0.863 | 0 | 0 | 0 | -1.0748 | 0.68676 | -1.663 | 1.092 | 0.17629 | 0.183 | 0.17999 | 0.16953 | 0.17567 | 0.17262 | 0.1687 | 0.17491 | 0.1722 | -0.026642 | -0.024644 | -0.028853 | -0.022 | -0.02559 | -0.023797 | -0.021346 | -0.024983 | -0.023473 | 0.054481 | 0.05701 | 0.053087 | 0.058214 | 0.055583 | 0.057025 | 0.058783 | 0.056211 | 0.057361
21 | 0.96 | 0.968 | 0.965 | 0 | 0 | 0 | -1.0768 | 0.68754 | -1.6654 | 1.0926 | 0.17848 | 0.18574 | 0.18246 | 0.1676 | 0.17356 | 0.17097 | 0.17171 | 0.17833 | 0.17571 | -0.027755 | -0.025805 | -0.024021 | -0.020854 | -0.024922 | -0.022812 | -0.023366 | -0.027195 | -0.025532 | 0.053861 | 0.056115 | 0.057386 | 0.059118 | 0.056578 | 0.05776 | 0.057267 | 0.054608 | 0.055797
22 | 0.963 | 0.953 | 0.868 | 0 | 0 | 0 | -1.0719 | 0.68515 | -1.6627 | 1.092 | 0.17325 | 0.18008 | 0.17707 | 0.16582 | 0.17189 | 0.16916 | 0.17066 | 0.17721 | 0.17452 | -0.024567 | -0.028399 | -0.02665 | -0.019769 | -0.023294 | -0.021738 | -0.022496 | -0.026402 | -0.024822 | 0.056319 | 0.052553 | 0.054866 | 0.059912 | 0.057428 | 0.058582 | 0.057739 | 0.055228 | 0.056091
23 | 0.849 | 0.903 | 1 | 0 | 0 | 0 | -1.0697 | 0.6841 | -1.6619 | 1.0919 | 0.16928 | 0.17607 | 0.17286 | 0.16591 | 0.17219 | 0.16963 | 0.17092 | 0.17745 | 0.17563 | -0.021814 | -0.025662 | -0.023984 | -0.019722 | -0.023485 | -0.021789 | -0.022872 | -0.026755 | -0.025379 | 0.058399 | 0.054733 | 0.056844 | 0.059981 | 0.057362 | 0.058584 | 0.057593 | 0.054931 | 0.055799
24 | 0.801 | 0.902 | 0.894 | 0 | 0 | 0 | -1.063 | 0.68082 | -1.6593 | 1.0913 | 0.1644 | 0.17067 | 0.16788 | 0.16471 | 0.1709 | 0.16865 | 0.16628 | 0.17256 | 0.17031 | -0.018694 | -0.02233 | -0.020694 | -0.018841 | -0.022442 | -0.020983 | -0.019886 | -0.023552 | -0.022297 | 0.060798 | 0.05824 | 0.059449 | 0.060707 | 0.058174 | 0.059285 | 0.059924 | 0.05731 | 0.058204

## bt4088_kW_variation
kW_3ph | Voltage variation for power extracted for every hour and every phase | [71 empty] | Voltage variation for power injected for every hour and every phase | [71 empty] | Losses variation for power extracted for every hour | [23 empty] | Losses variation for power injected for every hour | [23 empty] | Power flow variation in the substation for power extracted every hour | [23 empty] | Power flow variation in the substation for power injected every hour
| Vact_1_1_ext | Vact_1_2_ext | Vact_1_3_ext | Vact_2_1_ext | Vact_2_2_ext | Vact_2_3_ext | Vact_3_1_ext | Vact_3_2_ext | Vact_3_3_ext | Vact_4_1_ext | Vact_4_2_ext | Vact_4_3_ext | Vact_5_1_ext | Vact_5_2_ext | Vact_5_3_ext | Vact_6_1_ext | Vact_6_2_ext | Vact_6_3_ext | Vact_7_1_ext | Vact_7_2_ext | Vact_7_3_ext | Vact_8_1_ext | Vact_8_2_ext | Vact_8_3_ext | Vact_9_1_ext | Vact_9_2_ext | Vact_9_3_ext | Vact_10_1_ext | Vact_10_2_ext | Vact_10_3_ext | Vact_11_1_ext | Vact_11_2_ext | Vact_11_3_ext | Vact_12_1_ext | Vact_12_2_ext | Vact_12_3_ext | Vact_13_1_ext | Vact_13_2_ext | Vact_13_3_ext | Vact_14_1_ext | Vact_14_2_ext | Vact_14_3_ext | Vact_15_1_ext | Vact_15_2_ext | Vact_15_3_ext | Vact_16_1_ext | Vact_16_2_ext | Vact_16_3_ext | Vact_17_1_ext | Vact_17_2_ext | Vact_17_3_ext | Vact_18_1_ext | Vact_18_2_ext | Vact_18_3_ext | Vact_19_1_ext | Vact_19_2_ext | Vact_19_3_ext | Vact_20_1_ext | Vact_20_2_ext | Vact_20_3_ext | Vact_21_1_ext | Vact_21_2_ext | Vact_21_3_ext | Vact_22_1_ext | Vact_22_2_ext | Vact_22_3_ext | Vact_23_1_ext | Vact_23_2_ext | Vact_23_3_ext | Vact_24_1_ext | Vact_24_2_ext | Vact_24_3_ext | Vact_1_1_inj | Vact_1_2_inj | Vact_1_3_inj | Vact_2_1_inj | Vact_2_2_inj | Vact_2_3_inj | Vact_3_1_inj | Vact_3_2_inj | Vact_3_3_inj | Vact_4_1_inj | Vact_4_2_inj | Vact_4_3_inj | Vact_5_1_inj | Vact_5_2_inj | Vact_5_3_inj | Vact_6_1_inj | Vact_6_2_inj | Vact_6_3_inj | Vact_7_1_inj | Vact_7_2_inj | Vact_7_3_inj | Vact_8_1_inj | Vact_8_2_inj | Vact_8_3_inj | Vact_9_1_inj | Vact_9_2_inj | Vact_9_3_inj | Vact_10_1_inj | Vact_10_2_inj | Vact_10_3_inj | Vact_11_1_inj | Vact_11_2_inj | Vact_11_3_inj | Vact_12_1_inj | Vact_12_2_inj | Vact_12_3_inj | Vact_13_1_inj | Vact_13_2_inj | Vact_13_3_inj | Vact_14_1_inj | Vact_14_2_inj | Vact_14_3_inj | Vact_15_1_inj | Vact_15_2_inj | Vact_15_3_inj | Vact_16_1_inj | Vact_16_2_inj | Vact_16_3_inj | Vact_17_1_inj | Vact_17_2_inj | Vact_17_3_inj | Vact_18_1_inj | Vact_18_2_inj | Vact_18_3_inj | Vact_19_1_inj | Vact_19_2_inj | Vact_19_3_inj | Vact_20_1_inj | Vact_20_2_inj | Vact_20_3_inj | Vact_21_1_inj | Vact_21_2_inj | Vact_21_3_inj | Vact_22_1_inj | Vact_22_2_inj | Vact_22_3_inj | Vact_23_1_inj | Vact_23_2_inj | Vact_23_3_inj | Vact_24_1_inj | Vact_24_2_inj | Vact_24_3_inj | L_1_ext | L_2_ext | L_3_ext | L_4_ext | L_5_ext | L_6_ext | L_7_ext | L_8_ext | L_9_ext | L_10_ext | L_11_ext | L_12_ext | L_13_ext | L_14_ext | L_15_ext | L_16_ext | L_17_ext | L_18_ext | L_19_ext | L_20_ext | L_21_ext | L_22_ext | L_23_ext | L_24_ext | L_1_inj | L_2_inj | L_3_inj | L_4_inj | L_5_inj | L_6_inj | L_7_inj | L_8_inj | L_9_inj | L_10_inj | L_11_inj | L_12_inj | L_13_inj | L_14_inj | L_15_inj | L_16_inj | L_17_inj | L_18_inj | L_19_inj | L_20_inj | L_21_inj | L_22_inj | L_23_inj | L_24_inj | SE_1_ext | SE_2_ext | SE_3_ext | SE_4_ext | SE_5_ext | SE_6_ext | SE_7_ext | SE_8_ext | SE_9_ext | SE_10_ext | SE_11_ext | SE_12_ext | SE_13_ext | SE_14_ext | SE_15_ext | SE_16_ext | SE_17_ext | SE_18_ext | SE_19_ext | SE_20_ext | SE_21_ext | SE_22_ext | SE_23_ext | SE_24_ext | SE_1_inj | SE_2_inj | SE_3_inj | SE_4_inj | SE_5_inj | SE_6_inj | SE_7_inj | SE_8_inj | SE_9_inj | SE_10_inj | SE_11_inj | SE_12_inj | SE_13_inj | SE_14_inj | SE_15_inj | SE_16_inj | SE_17_inj | SE_18_inj | SE_19_inj | SE_20_inj | SE_21_inj | SE_22_inj | SE_23_inj | SE_24_inj
0 | 0 | 0 | 0 | 0 | 0 | 0 | 0 | 0 | 0 | 0 | 0 | 0 | 0 | 0 | 0 | 0 | 0 | 0 | 0 | 0 | 0 | 0 | 0 | 0 | 0 | 0 | 0 | 0 | 0 | 0 | 0 | 0 | 0 | 0 | 0 | 0 | 0 | 0 | 0 | 0 | 0 | 0 | 0 | 0 | 0 | 0 | 0 | 0 | 0 | 0 | 0 | 0 | 0 | 0 | 0 | 0 | 0 | 0 | 0 | 0 | 0 | 0 | 0 | 0 | 0 | 0 | 0 | 0 | 0 | 0 | 0 | 0 | 0 | 0 | 0 | 0 | 0 | 0 | 0 | 0 | 0 | 0 | 0 | 0 | 0 | 0 | 0 | 0 | 0 | 0 | 0 | 0 | 0 | 0 | 0 | 0 | 0 | 0 | 0 | 0 | 0 | 0 | 0 | 0 | 0 | 0 | 0 | 0 | 0 | 0 | 0 | 0 | 0 | 0 | 0 | 0 | 0 | 0 | 0 | 0 | 0 | 0 | 0 | 0 | 0 | 0 | 0 | 0 | 0 | 0 | 0 | 0 | 0 | 0 | 0 | 0 | 0 | 0 | 0 | 0 | 0 | 0 | 0 | 0 | 0 | 0 | 0 | 0 | 0 | 0 | 0 | 0 | 0 | 0 | 0 | 0 | 0 | 0 | 0 | 0 | 0 | 0 | 0 | 0 | 0 | 0 | 0 | 0 | 0 | 0 | 0 | 0 | 0 | 0 | 0 | 0 | 0 | 0 | 0 | 0 | 0 | 0 | 0 | 0 | 0 | 0 | 0 | 0 | 0 | 0 | 0 | 0 | 0 | 0 | 0 | 0 | 0 | 0 | 0 | 0 | 0 | 0 | 0 | 0 | 0 | 0 | 0 | 0 | 0 | 0 | 0 | 0 | 0 | 0 | 0 | 0 | 0 | 0 | 0 | 0 | 0 | 0 | 0 | 0 | 0 | 0 | 0 | 0 | 0 | 0 | 0 | 0 | 0 | 0 | 0 | 0 | 0 | 0 | 0 | 0
5 | -1.3754 | -1.3929 | -1.3922 | -1.3695 | -1.3862 | -1.3865 | -1.366 | -1.3827 | -1.3835 | -1.3586 | -1.3743 | -1.3752 | -1.3558 | -1.372 | -1.3732 | -1.3397 | -1.3564 | -1.3575 | -1.2987 | -1.315 | -1.3155 | -1.2738 | -1.2904 | -1.2893 | -1.25 | -1.2657 | -1.2624 | -1.2438 | -1.2606 | -1.2538 | -1.2284 | -1.2454 | -1.2372 | -1.2208 | -1.2374 | -1.2304 | -1.2281 | -1.2443 | -1.2396 | -1.2435 | -1.2605 | -1.2584 | -1.2731 | -1.2918 | -1.2904 | -1.3119 | -1.3303 | -1.3311 | -1.3389 | -1.3563 | -1.3593 | -1.3557 | -1.3716 | -1.3747 | -1.3763 | -1.3941 | -1.3949 | -1.3934 | -1.4126 | -1.4111 | -1.3975 | -1.4178 | -1.4163 | -1.3977 | -1.4173 | -1.4156 | -1.3946 | -1.4164 | -1.415 | -1.3851 | -1.4058 | -1.405 | 1.3372 | 1.3542 | 1.3537 | 1.3314 | 1.3479 | 1.3479 | 1.3281 | 1.3445 | 1.3451 | 1.3211 | 1.3365 | 1.3372 | 1.3184 | 1.3343 | 1.3353 | 1.303 | 1.3193 | 1.3202 | 1.2637 | 1.2796 | 1.2798 | 1.2397 | 1.2559 | 1.2546 | 1.2168 | 1.2319 | 1.2286 | 1.2107 | 1.227 | 1.2202 | 1.1958 | 1.2122 | 1.204 | 1.1885 | 1.2045 | 1.1975 | 1.1956 | 1.2112 | 1.2065 | 1.2105 | 1.2269 | 1.2247 | 1.239 | 1.2571 | 1.2556 | 1.2763 | 1.2942 | 1.2947 | 1.3022 | 1.3192 | 1.322 | 1.3183 | 1.3339 | 1.3367 | 1.3379 | 1.3553 | 1.356 | 1.3542 | 1.373 | 1.3713 | 1.358 | 1.3779 | 1.3762 | 1.3582 | 1.3775 | 1.3756 | 1.3552 | 1.3765 | 1.375 | 1.3461 | 1.3664 | 1.3655 | 0.24513 | 0.23383 | 0.22857 | 0.21654 | 0.21426 | 0.1926 | 0.13057 | 0.094129 | 0.054963 | 0.043706 | 0.022236 | 0.010823 | 0.024818 | 0.050875 | 0.10094 | 0.15735 | 0.19666 | 0.21714 | 0.24869 | 0.27539 | 0.28708 | 0.28369 | 0.28742 | 0.26887 | -0.18239 | -0.17015 | -0.1652 | -0.15363 | -0.15126 | -0.13061 | -0.0703 | -0.035222 | 0.0033717 | 0.014471 | 0.035751 | 0.046622 | 0.032674 | 0.0071863 | -0.0416 | -0.096167 | -0.13426 | -0.1542 | -0.18446 | -0.20941 | -0.22089 | -0.2168 | -0.22216 | -0.20358 | 5.1241 | 5.1193 | 5.1176 | 5.1133 | 5.1119 | 5.0963 | 5.0488 | 5.0168 | 4.9811 | 4.9636 | 4.9409 | 4.9345 | 4.9518 | 4.9748 | 5.0155 | 5.0625 | 5.097 | 5.1138 | 5.1261 | 5.1333 | 5.1381 | 5.1354 | 5.1325 | 5.1314 | -5.0565 | -5.0605 | -5.0586 | -5.054 | -5.0532 | -5.0382 | -4.9921 | -4.9612 | -4.926 | -4.9085 | -4.8866 | -4.8808 | -4.8975 | -4.9197 | -4.9596 | -5.0051 | -5.0383 | -5.0555 | -5.0668 | -5.0753 | -5.0785 | -5.0763 | -5.0724 | -5.0725
10 | -2.7912 | -2.8265 | -2.8252 | -2.779 | -2.8128 | -2.8135 | -2.7718 | -2.8055 | -2.8074 | -2.7567 | -2.7884 | -2.7904 | -2.7509 | -2.7837 | -2.7863 | -2.7179 | -2.7518 | -2.7541 | -2.6341 | -2.6672 | -2.6682 | -2.5832 | -2.617 | -2.6149 | -2.5348 | -2.5666 | -2.5601 | -2.5221 | -2.5563 | -2.5428 | -2.4908 | -2.5255 | -2.509 | -2.4752 | -2.5091 | -2.4952 | -2.4901 | -2.5231 | -2.5138 | -2.5215 | -2.5561 | -2.552 | -2.582 | -2.62 | -2.6173 | -2.6611 | -2.6984 | -2.7002 | -2.7164 | -2.7517 | -2.7579 | -2.7508 | -2.7829 | -2.7893 | -2.7929 | -2.8289 | -2.8307 | -2.8281 | -2.8668 | -2.864 | -2.8366 | -2.8775 | -2.8747 | -2.837 | -2.8766 | -2.8733 | -2.8306 | -2.8747 | -2.8721 | -2.8112 | -2.8529 | -2.8516 | 2.6377 | 2.6716 | 2.67 | 2.6266 | 2.6592 | 2.6591 | 2.6201 | 2.6526 | 2.6536 | 2.6063 | 2.6369 | 2.6381 | 2.6011 | 2.6327 | 2.6345 | 2.5709 | 2.6033 | 2.6049 | 2.494 | 2.5253 | 2.5256 | 2.4468 | 2.4786 | 2.476 | 2.4018 | 2.4316 | 2.4247 | 2.3898 | 2.4217 | 2.4081 | 2.3603 | 2.3926 | 2.3762 | 2.3459 | 2.3775 | 2.3635 | 2.36 | 2.3907 | 2.3811 | 2.3893 | 2.4216 | 2.417 | 2.4453 | 2.481 | 2.4778 | 2.5184 | 2.5538 | 2.5548 | 2.5693 | 2.603 | 2.6082 | 2.6009 | 2.6318 | 2.6372 | 2.6391 | 2.6738 | 2.6748 | 2.671 | 2.7083 | 2.7049 | 2.6784 | 2.7178 | 2.7144 | 2.679 | 2.717 | 2.7132 | 2.6727 | 2.7152 | 2.712 | 2.6552 | 2.6954 | 2.6933 | 0.55707 | 0.53403 | 0.52416 | 0.49867 | 0.49368 | 0.4497 | 0.32327 | 0.24949 | 0.16993 | 0.1478 | 0.10422 | 0.081225 | 0.10927 | 0.16188 | 0.26357 | 0.378 | 0.4579 | 0.4996 | 0.56433 | 0.61883 | 0.64301 | 0.63519 | 0.64178 | 0.60592 | -0.30134 | -0.27888 | -0.26926 | -0.24654 | -0.24204 | -0.20121 | -0.082595 | -0.013168 | 0.063082 | 0.085427 | 0.1277 | 0.14893 | 0.12106 | 0.070861 | -0.025667 | -0.13334 | -0.20856 | -0.24775 | -0.30682 | -0.35714 | -0.3783 | -0.37131 | -0.3783 | -0.34445 | 10.3091 | 10.3002 | 10.2951 | 10.2872 | 10.2846 | 10.2527 | 10.1563 | 10.0913 | 10.0191 | 9.983 | 9.9374 | 9.9251 | 9.9593 | 10.0061 | 10.0887 | 10.1843 | 10.2542 | 10.2889 | 10.3135 | 10.3312 | 10.3393 | 10.3338 | 10.3308 | 10.3266 | -10.0641 | -10.0642 | -10.0606 | -10.0519 | -10.0502 | -10.0203 | -9.9295 | -9.8685 | -9.7992 | -9.7642 | -9.7209 | -9.7094 | -9.7424 | -9.7865 | -9.8655 | -9.9556 | -10.021 | -10.0544 | -10.0765 | -10.0903 | -10.0993 | -10.0935 | -10.0916 | -10.0871
15 | -4.2494 | -4.3029 | -4.3012 | -4.2307 | -4.2818 | -4.2831 | -4.2195 | -4.2706 | -4.2737 | -4.1963 | -4.2443 | -4.2476 | -4.1875 | -4.2371 | -4.2412 | -4.1367 | -4.188 | -4.1919 | -4.008 | -4.0584 | -4.0601 | -3.93 | -3.9814 | -3.9786 | -3.8558 | -3.9043 | -3.8948 | -3.8366 | -3.8888 | -3.8685 | -3.7887 | -3.8418 | -3.817 | -3.7649 | -3.8167 | -3.7959 | -3.7877 | -3.838 | -3.8241 | -3.8356 | -3.8884 | -3.8825 | -3.9283 | -3.9862 | -3.9824 | -4.0496 | -4.1063 | -4.1093 | -4.1345 | -4.188 | -4.1977 | -4.1873 | -4.2358 | -4.2459 | -4.2522 | -4.3067 | -4.3098 | -4.3064 | -4.365 | -4.3611 | -4.3197 | -4.3817 | -4.3777 | -4.3202 | -4.3801 | -4.3755 | -4.3104 | -4.3773 | -4.3737 | -4.2805 | -4.3438 | -4.3421 | 3.9033 | 3.9538 | 3.951 | 3.8872 | 3.9356 | 3.9352 | 3.8776 | 3.9258 | 3.9272 | 3.8574 | 3.9029 | 3.9044 | 3.8498 | 3.8967 | 3.899 | 3.8054 | 3.8534 | 3.8556 | 3.6921 | 3.7385 | 3.7387 | 3.6226 | 3.6696 | 3.6655 | 3.5563 | 3.6001 | 3.5897 | 3.5384 | 3.5854 | 3.565 | 3.4947 | 3.5424 | 3.5177 | 3.4736 | 3.52 | 3.499 | 3.4944 | 3.5397 | 3.5251 | 3.5377 | 3.5854 | 3.5782 | 3.6202 | 3.6731 | 3.6679 | 3.728 | 3.7804 | 3.7816 | 3.8029 | 3.8529 | 3.8604 | 3.8494 | 3.8953 | 3.9031 | 3.9055 | 3.957 | 3.9583 | 3.9522 | 4.0077 | 4.0023 | 3.963 | 4.0216 | 4.0161 | 3.9638 | 4.0204 | 4.0145 | 3.9545 | 4.0177 | 4.0126 | 3.9288 | 3.9887 | 3.9853 | 0.93884 | 0.90341 | 0.88797 | 0.84896 | 0.84137 | 0.7741 | 0.58075 | 0.46834 | 0.34729 | 0.31425 | 0.24851 | 0.21312 | 0.25547 | 0.33541 | 0.49025 | 0.66471 | 0.78642 | 0.85021 | 0.94985 | 1.0332 | 1.0708 | 1.0585 | 1.068 | 1.0144 | -0.36054 | -0.32821 | -0.31423 | -0.28071 | -0.27433 | -0.21756 | -0.038908 | 0.064194 | 0.1774 | 0.21122 | 0.27413 | 0.30546 | 0.26373 | 0.18912 | 0.046101 | -0.11357 | -0.22486 | -0.28278 | -0.36943 | -0.44321 | -0.47449 | -0.46372 | -0.47314 | -0.4251 | 15.5589 | 15.5449 | 15.5378 | 15.5245 | 15.521 | 15.4723 | 15.3249 | 15.2258 | 15.1159 | 15.0611 | 14.9925 | 14.9732 | 15.0256 | 15.096 | 15.2222 | 15.3678 | 15.4742 | 15.5276 | 15.5657 | 15.5931 | 15.6049 | 15.5975 | 15.5947 | 15.5832 | -15.0168 | -15.013 | -15.008 | -14.9948 | -14.9924 | -14.9488 | -14.8142 | -14.7234 | -14.6206 | -14.5688 | -14.5041 | -14.487 | -14.5362 | -14.6017 | -14.7184 | -14.8522 | -14.9492 | -14.9988 | -15.0312 | -15.0518 | -15.0649 | -15.0569 | -15.055 | -15.0451
20 | -5.7526 | -5.8246 | -5.8227 | -5.7269 | -5.7957 | -5.798 | -5.7116 | -5.7804 | -5.785 | -5.6798 | -5.7445 | -5.7493 | -5.6677 | -5.7345 | -5.7405 | -5.5983 | -5.6675 | -5.6731 | -5.4224 | -5.4905 | -5.4933 | -5.316 | -5.3857 | -5.3823 | -5.215 | -5.2808 | -5.2683 | -5.1889 | -5.2598 | -5.2328 | -5.124 | -5.196 | -5.163 | -5.0915 | -5.1619 | -5.1341 | -5.1224 | -5.1907 | -5.1723 | -5.1876 | -5.2593 | -5.2517 | -5.314 | -5.3924 | -5.3877 | -5.4794 | -5.5562 | -5.5606 | -5.5954 | -5.6675 | -5.6811 | -5.6675 | -5.7329 | -5.7469 | -5.7564 | -5.8299 | -5.8344 | -5.8308 | -5.9099 | -5.9049 | -5.8492 | -5.9327 | -5.9278 | -5.8498 | -5.9305 | -5.9247 | -5.8366 | -5.9267 | -5.9223 | -5.7957 | -5.8809 | -5.879 | 5.1356 | 5.2023 | 5.1982 | 5.1145 | 5.1785 | 5.1777 | 5.102 | 5.1658 | 5.1673 | 5.0757 | 5.1359 | 5.1376 | 5.0657 | 5.1277 | 5.1305 | 5.0077 | 5.0711 | 5.0735 | 4.8594 | 4.9206 | 4.9204 | 4.7683 | 4.8301 | 4.8243 | 4.6813 | 4.7388 | 4.7248 | 4.6576 | 4.7193 | 4.6921 | 4.6002 | 4.6627 | 4.6298 | 4.5725 | 4.6334 | 4.6052 | 4.5999 | 4.6593 | 4.6397 | 4.6568 | 4.7194 | 4.7095 | 4.765 | 4.8345 | 4.8273 | 4.9063 | 4.9753 | 4.9764 | 5.0044 | 5.0703 | 5.0798 | 5.0653 | 5.1258 | 5.1359 | 5.1384 | 5.2065 | 5.2078 | 5.1993 | 5.2727 | 5.2652 | 5.2133 | 5.2907 | 5.2832 | 5.2144 | 5.2893 | 5.2811 | 5.2021 | 5.2856 | 5.2785 | 5.1687 | 5.2478 | 5.2429 | 1.3935 | 1.3451 | 1.3236 | 1.2705 | 1.2599 | 1.1685 | 0.90578 | 0.75362 | 0.58976 | 0.54585 | 0.45701 | 0.40888 | 0.46557 | 0.57362 | 0.78332 | 1.02 | 1.1852 | 1.2722 | 1.4084 | 1.5227 | 1.5737 | 1.5575 | 1.5692 | 1.4963 | -0.36392 | -0.32043 | -0.30209 | -0.25829 | -0.24996 | -0.1745 | 0.059506 | 0.19546 | 0.34484 | 0.38985 | 0.47342 | 0.51461 | 0.45905 | 0.36038 | 0.17184 | -0.038489 | -0.185 | -0.26106 | -0.37425 | -0.46993 | -0.51151 | -0.4971 | -0.50899 | -0.44667 | 20.8769 | 20.8562 | 20.8471 | 20.8284 | 20.8237 | 20.7574 | 20.5571 | 20.4233 | 20.2739 | 20.2004 | 20.1075 | 20.0814 | 20.152 | 20.2475 | 20.418 | 20.6155 | 20.76 | 20.8327 | 20.8848 | 20.9222 | 20.9392 | 20.9278 | 20.9264 | 20.9088 | -19.9117 | -19.91 | -19.9026 | -19.8849 | -19.8819 | -19.8243 | -19.647 | -19.5274 | -19.3919 | -19.3236 | -19.2381 | -19.215 | -19.2803 | -19.3671 | -19.521 | -19.6973 | -19.8253 | -19.8901 | -19.9328 | -19.9607 | -19.9766 | -19.9667 | -19.9648 | -19.9506
25 | -7.3033 | -7.3942 | -7.3924 | -7.2703 | -7.3573 | -7.3605 | -7.2506 | -7.3375 | -7.3438 | -7.2098 | -7.2915 | -7.298 | -7.1941 | -7.2785 | -7.2866 | -7.1051 | -7.1927 | -7.2002 | -6.8795 | -6.9659 | -6.9699 | -6.7433 | -6.8319 | -6.8281 | -6.6142 | -6.698 | -6.6826 | -6.5811 | -6.6714 | -6.6376 | -6.4984 | -6.5902 | -6.5488 | -6.4569 | -6.5465 | -6.5118 | -6.4961 | -6.5831 | -6.5603 | -6.5794 | -6.6706 | -6.6616 | -6.741 | -6.8407 | -6.8353 | -6.9529 | -7.0502 | -7.0563 | -7.1016 | -7.1928 | -7.2105 | -7.1939 | -7.2766 | -7.2948 | -7.3084 | -7.4012 | -7.4074 | -7.4661 | -7.504 | -7.4984 | -7.5058 | -7.5334 | -7.528 | -7.4931 | -7.5306 | -7.524 | -7.4901 | -7.5256 | -7.521 | -7.3989 | -7.4672 | -7.4656 | 6.3358 | 6.4185 | 6.4129 | 6.3101 | 6.3894 | 6.388 | 6.2948 | 6.3739 | 6.3753 | 6.2627 | 6.3372 | 6.3389 | 6.2504 | 6.3272 | 6.3302 | 6.1791 | 6.2576 | 6.2602 | 5.9971 | 6.0726 | 6.072 | 5.8851 | 5.9612 | 5.9536 | 5.7779 | 5.8487 | 5.8309 | 5.7487 | 5.8245 | 5.7904 | 5.6778 | 5.7545 | 5.7134 | 5.6437 | 5.7185 | 5.6832 | 5.6776 | 5.7506 | 5.7259 | 5.7476 | 5.8247 | 5.812 | 5.8808 | 5.9664 | 5.9571 | 6.0545 | 6.1397 | 6.1407 | 6.175 | 6.2566 | 6.2679 | 6.2498 | 6.3248 | 6.3368 | 6.3393 | 6.4237 | 6.4249 | 6.4139 | 6.5047 | 6.4951 | 6.4307 | 6.5267 | 6.5169 | 6.4322 | 6.525 | 6.5144 | 6.417 | 6.5205 | 6.5112 | 6.3762 | 6.4741 | 6.468 | 1.9244 | 1.8626 | 1.8347 | 1.7668 | 1.7532 | 1.6361 | 1.3011 | 1.1077 | 0.89968 | 0.8449 | 0.73271 | 0.67116 | 0.74243 | 0.8794 | 1.146 | 1.4472 | 1.6576 | 1.7686 | 1.9435 | 2.0921 | 2.1566 | 2.1356 | 2.1504 | 2.0573 | -0.30962 | -0.25677 | -0.23517 | -0.18072 | -0.17078 | -0.07696 | 0.21071 | 0.37877 | 0.56375 | 0.62068 | 0.72424 | 0.77492 | 0.70561 | 0.58334 | 0.35022 | 0.0904 | -0.09084 | -0.18435 | -0.32314 | -0.43984 | -0.49123 | -0.47318 | -0.48746 | -0.42127 | 26.2631 | 26.2381 | 26.2266 | 26.2019 | 26.1956 | 26.111 | 25.8557 | 25.6854 | 25.4958 | 25.4027 | 25.2852 | 25.252 | 25.3412 | 25.4623 | 25.679 | 25.9304 | 26.1144 | 26.2075 | 26.2745 | 26.315 | 26.3304 | 26.3201 | 26.3162 | 26.3041 | -24.7583 | -24.7543 | -24.7447 | -24.7239 | -24.7203 | -24.6493 | -24.4303 | -24.2822 | -24.1149 | -24.0297 | -23.924 | -23.8956 | -23.9761 | -24.0839 | -24.2741 | -24.492 | -24.6502 | -24.7302 | -24.7828 | -24.8177 | -24.8365 | -24.8249 | -24.823 | -24.8025
30 | -8.9044 | -9.0147 | -9.0131 | -8.8639 | -8.9693 | -8.9739 | -8.8395 | -8.9448 | -8.9531 | -8.7891 | -8.8882 | -8.8967 | -8.7697 | -8.872 | -8.8825 | -8.6599 | -8.7662 | -8.7759 | -8.3817 | -8.487 | -8.4924 | -8.2143 | -8.3224 | -8.3183 | -8.0557 | -8.158 | -8.1399 | -8.0152 | -8.1257 | -8.0851 | -7.914 | -8.0263 | -7.9765 | -7.863 | -7.9727 | -7.9311 | -7.911 | -8.0174 | -7.9903 | -8.0132 | -8.1246 | -8.1142 | -8.2119 | -8.3336 | -8.3276 | -8.4725 | -8.591 | -8.5991 | -8.6557 | -8.7666 | -8.7888 | -8.7695 | -8.8698 | -8.8925 | -8.9547 | -9.0236 | -9.032 | -9.0967 | -9.1501 | -9.144 | -9.1421 | -9.1953 | -9.1807 | -9.1237 | -9.1831 | -9.1757 | -9.1234 | -9.1858 | -9.1721 | -9.0452 | -9.1051 | -9.1039 | 7.5054 | 7.6037 | 7.5965 | 7.4751 | 7.5696 | 7.5674 | 7.4572 | 7.5513 | 7.5525 | 7.4194 | 7.5081 | 7.5097 | 7.4049 | 7.4963 | 7.4994 | 7.3209 | 7.4142 | 7.4168 | 7.1063 | 7.1957 | 7.1946 | 6.9739 | 7.064 | 7.0544 | 6.8472 | 6.9308 | 6.9091 | 6.8124 | 6.9019 | 6.8609 | 6.7283 | 6.8188 | 6.7695 | 6.6881 | 6.7763 | 6.7338 | 6.7283 | 6.8145 | 6.7846 | 6.8112 | 6.9022 | 6.8866 | 6.9686 | 7.0698 | 7.0582 | 7.1738 | 7.2747 | 7.2754 | 7.3159 | 7.4129 | 7.4257 | 7.4041 | 7.4934 | 7.5072 | 7.5095 | 7.6098 | 7.6108 | 7.5971 | 7.7052 | 7.6932 | 7.6167 | 7.7309 | 7.7188 | 7.6185 | 7.729 | 7.7159 | 7.6004 | 7.7236 | 7.7119 | 7.5525 | 7.669 | 7.6611 | 2.5357 | 2.4597 | 2.4251 | 2.3415 | 2.3251 | 2.1807 | 1.77 | 1.5336 | 1.2801 | 1.2146 | 1.0782 | 1.0027 | 1.0888 | 1.2556 | 1.5812 | 1.9497 | 2.2072 | 2.3434 | 2.56 | 2.741 | 2.8196 | 2.7938 | 2.8115 | 2.6983 | -0.20419 | -0.13932 | -0.11385 | -0.049849 | -0.038333 | 0.073531 | 0.41334 | 0.61291 | 0.83303 | 0.90155 | 1.0253 | 1.0852 | 1.002 | 0.85637 | 0.5797 | 0.27134 | 0.056518 | -0.05454 | -0.21768 | -0.35629 | -0.4155 | -0.39377 | -0.41127 | -0.33123 | 31.7221 | 31.6933 | 31.6791 | 31.6484 | 31.6406 | 31.5366 | 31.2238 | 31.0157 | 30.7844 | 30.6712 | 30.5283 | 30.4877 | 30.5961 | 30.7435 | 31.0083 | 31.3157 | 31.5409 | 31.6553 | 31.7334 | 31.7714 | 31.7917 | 31.7833 | 31.7747 | 31.761 | -29.551 | -29.549 | -29.5381 | -29.5132 | -29.5088 | -29.4235 | -29.1651 | -28.9889 | -28.7902 | -28.689 | -28.5627 | -28.5289 | -28.6251 | -28.7533 | -28.9793 | -29.2384 | -29.4258 | -29.5207 | -29.5827 | -29.6216 | -29.6459 | -29.6327 | -29.6303 | -29.6061
35 | -10.6253 | -10.6903 | -10.6894 | -10.5472 | -10.6353 | -10.6416 | -10.5187 | -10.6058 | -10.6165 | -10.4211 | -10.538 | -10.5488 | -10.3974 | -10.5182 | -10.5313 | -10.2657 | -10.3913 | -10.4035 | -9.9318 | -10.0566 | -10.0637 | -9.7314 | -9.8598 | -9.8555 | -9.5418 | -9.6634 | -9.6427 | -9.4937 | -9.6251 | -9.5778 | -9.3731 | -9.5067 | -9.4485 | -9.3121 | -9.4426 | -9.3941 | -9.3692 | -9.4957 | -9.4644 | -9.4913 | -9.6237 | -9.6122 | -9.729 | -9.8735 | -9.8671 | -10.0411 | -10.1815 | -10.1918 | -10.2609 | -10.3919 | -10.4189 | -10.3974 | -10.5157 | -10.5432 | -10.6314 | -10.7 | -10.7108 | -10.7796 | -10.8567 | -10.8454 | -10.8128 | -10.8993 | -10.8896 | -10.8128 | -10.8951 | -10.8835 | -10.79 | -10.8876 | -10.8792 | -10.7192 | -10.804 | -10.7976 | 8.6452 | 8.7591 | 8.7501 | 8.6108 | 8.7201 | 8.717 | 8.5903 | 8.6992 | 8.7 | 8.5471 | 8.6498 | 8.6511 | 8.5304 | 8.6362 | 8.6393 | 8.4341 | 8.5419 | 8.5444 | 8.1879 | 8.291 | 8.2891 | 8.0358 | 8.1394 | 8.1278 | 7.89 | 7.9861 | 7.9604 | 7.8497 | 7.9524 | 7.9045 | 7.7527 | 7.8565 | 7.7989 | 7.7066 | 7.8077 | 7.758 | 7.753 | 7.8519 | 7.8167 | 7.8485 | 7.953 | 7.9343 | 8.0294 | 8.1458 | 8.1318 | 8.2651 | 8.3815 | 8.3816 | 8.4282 | 8.5402 | 8.5545 | 8.5295 | 8.6328 | 8.6481 | 8.65 | 8.7661 | 8.7667 | 8.7503 | 8.8753 | 8.8609 | 8.7725 | 8.9046 | 8.8899 | 8.7746 | 8.9025 | 8.8867 | 8.7536 | 8.8961 | 8.8821 | 8.6989 | 8.8337 | 8.8239 | 3.2332 | 3.1415 | 3.0998 | 2.9989 | 2.9789 | 2.8062 | 2.3164 | 2.0352 | 1.7344 | 1.6579 | 1.4968 | 1.4066 | 1.5076 | 1.7054 | 2.0923 | 2.5312 | 2.8378 | 3.0006 | 3.259 | 3.4752 | 3.5714 | 3.538 | 3.558 | 3.4239 | -0.042964 | 0.030426 | 0.059706 | 0.13276 | 0.1459 | 0.27506 | 0.66606 | 0.89672 | 1.1513 | 1.2319 | 1.3755 | 1.4443 | 1.3472 | 1.1785 | 0.85905 | 0.5032 | 0.25516 | 0.12727 | -0.059478 | -0.21747 | -0.2857 | -0.26055 | -0.28046 | -0.18788 | 37.2546 | 37.2238 | 37.207 | 37.1721 | 37.1624 | 37.0381 | 36.6647 | 36.4171 | 36.1423 | 36.0087 | 35.8396 | 35.7913 | 35.9194 | 36.094 | 36.4086 | 36.775 | 37.0433 | 37.1796 | 37.2584 | 37.302 | 37.3265 | 37.3131 | 37.3068 | 37.2899 | -34.3006 | -34.2953 | -34.283 | -34.2542 | -34.2493 | -34.1508 | -33.8524 | -33.649 | -33.419 | -33.3019 | -33.1554 | -33.1165 | -33.228 | -33.3765 | -33.6376 | -33.9369 | -34.1532 | -34.2628 | -34.334 | -34.3798 | -34.4065 | -34.3915 | -34.3893 | -34.3613
40 | -12.3407 | -12.4273 | -12.4225 | -12.2841 | -12.3636 | -12.3665 | -12.2526 | -12.3297 | -12.3368 | -12.1602 | -12.2442 | -12.2577 | -12.1327 | -12.2207 | -12.2369 | -11.9259 | -12.0713 | -12.0863 | -11.5328 | -11.6777 | -11.6867 | -11.2975 | -11.4469 | -11.4427 | -11.0751 | -11.2168 | -11.1935 | -11.0192 | -11.1723 | -11.1181 | -10.8783 | -11.034 | -10.9673 | -10.8067 | -10.9588 | -10.9034 | -10.8733 | -11.0208 | -10.9852 | -11.0163 | -11.1705 | -11.158 | -11.2954 | -11.4634 | -11.4569 | -11.6619 | -11.8249 | -11.8377 | -11.9205 | -12.0723 | -12.1045 | -12.1417 | -12.2175 | -12.2505 | -12.3464 | -12.4379 | -12.4476 | -12.5157 | -12.6132 | -12.6068 | -12.5554 | -12.6634 | -12.6591 | -12.5566 | -12.6589 | -12.6519 | -12.5323 | -12.6494 | -12.6469 | -12.4506 | -12.5514 | -12.551 | 9.7565 | 9.8857 | 9.8748 | 9.7184 | 9.8423 | 9.8382 | 9.6952 | 9.8187 | 9.8189 | 9.6468 | 9.7633 | 9.7641 | 9.628 | 9.7479 | 9.7508 | 9.5197 | 9.6418 | 9.644 | 9.2429 | 9.3594 | 9.3566 | 9.0716 | 9.1884 | 9.1746 | 8.9072 | 9.0153 | 8.9856 | 8.8615 | 8.977 | 8.9221 | 8.7519 | 8.8685 | 8.8026 | 8.6999 | 8.8135 | 8.7565 | 8.7525 | 8.8636 | 8.8231 | 8.8602 | 8.9778 | 8.9559 | 9.064 | 9.1952 | 9.1787 | 9.3295 | 9.4609 | 9.4604 | 9.513 | 9.6398 | 9.6553 | 9.6269 | 9.7439 | 9.7607 | 9.7621 | 9.8937 | 9.8936 | 9.8744 | 10.0162 | 9.9992 | 9.8991 | 10.0489 | 10.0316 | 9.9017 | 10.0467 | 10.0281 | 9.8778 | 10.0394 | 10.0227 | 9.8164 | 9.9694 | 9.9575 | 4.0166 | 3.9102 | 3.8613 | 3.7441 | 3.7204 | 3.5172 | 2.9441 | 2.6159 | 2.2659 | 2.1788 | 1.992 | 1.8864 | 2.0026 | 2.2325 | 2.6834 | 3.1959 | 3.5543 | 3.7451 | 4.0463 | 4.3017 | 4.4152 | 4.3741 | 4.3966 | 4.2398 | 0.1698 | 0.25338 | 0.28414 | 0.36603 | 0.38064 | 0.52653 | 0.96775 | 1.2288 | 1.5176 | 1.6102 | 1.7737 | 1.8511 | 1.7401 | 1.549 | 1.1872 | 0.78458 | 0.50401 | 0.35955 | 0.15009 | -0.026605 | -0.10357 | -0.075104 | -0.097739 | 0.0073929 | 42.856 | 42.8203 | 42.8036 | 42.7709 | 42.7601 | 42.6199 | 42.1825 | 41.8937 | 41.5735 | 41.4191 | 41.2223 | 41.1662 | 41.3139 | 41.5174 | 41.8845 | 42.3122 | 42.6258 | 42.7715 | 42.8602 | 42.9099 | 42.9375 | 42.9269 | 42.9176 | 42.8987 | -39.0028 | -38.9781 | -38.9805 | -38.9483 | -38.9426 | -38.8314 | -38.494 | -38.2635 | -38.0029 | -37.8699 | -37.7037 | -37.6594 | -37.786 | -37.954 | -38.2503 | -38.5892 | -38.8339 | -38.9577 | -39.0378 | -39.0903 | -39.1195 | -39.1032 | -39.1004 | -39.0689
45 | -14.1008 | -14.2171 | -14.2175 | -14.0356 | -14.1437 | -14.1526 | -13.9982 | -14.104 | -14.1179 | -13.9195 | -14.0139 | -14.0265 | -13.8905 | -13.9872 | -14.002 | -13.695 | -13.8105 | -13.8287 | -13.1882 | -13.3539 | -13.3651 | -12.9159 | -13.0869 | -13.0831 | -12.6588 | -12.8212 | -12.7956 | -12.5946 | -12.7703 | -12.7093 | -12.4323 | -12.6111 | -12.5358 | -12.3496 | -12.5242 | -12.4618 | -12.4262 | -12.5954 | -12.5557 | -12.5913 | -12.7681 | -12.7548 | -12.9141 | -13.1065 | -13.1001 | -13.3385 | -13.5249 | -13.5405 | -13.7158 | -13.818 | -13.8492 | -13.8861 | -13.9827 | -14.0176 | -14.1183 | -14.2299 | -14.2469 | -14.3253 | -14.4615 | -14.4573 | -14.3704 | -14.5196 | -14.5193 | -14.3712 | -14.5132 | -14.5085 | -14.3419 | -14.5033 | -14.5069 | -14.2372 | -14.3875 | -14.3739 | 10.8403 | 10.9845 | 10.9716 | 10.7985 | 10.9368 | 10.9316 | 10.7728 | 10.9106 | 10.9102 | 10.7195 | 10.8495 | 10.8497 | 10.6986 | 10.8324 | 10.8349 | 10.5787 | 10.7148 | 10.7166 | 10.2722 | 10.4016 | 10.3978 | 10.0821 | 10.2117 | 10.1956 | 9.8995 | 10.0193 | 9.9855 | 9.8486 | 9.9764 | 9.9145 | 9.7265 | 9.8555 | 9.7813 | 9.6688 | 9.7944 | 9.7301 | 9.7274 | 9.8504 | 9.8045 | 9.8472 | 9.9775 | 9.9523 | 10.0733 | 10.219 | 10.1997 | 10.3678 | 10.514 | 10.5126 | 10.5711 | 10.7124 | 10.7289 | 10.6973 | 10.8279 | 10.8459 | 10.8467 | 10.9935 | 10.9927 | 10.9707 | 11.1289 | 11.1093 | 10.9976 | 11.1648 | 11.1448 | 11.0006 | 11.1625 | 11.141 | 10.974 | 11.1543 | 11.1349 | 10.9063 | 11.077 | 11.0629 | 4.8935 | 4.7706 | 4.7135 | 4.5792 | 4.5513 | 4.3198 | 3.6576 | 3.2806 | 2.8791 | 2.7812 | 2.5676 | 2.4457 | 2.5777 | 2.8411 | 3.3589 | 3.9487 | 4.3617 | 4.5787 | 4.9277 | 5.2239 | 5.3542 | 5.308 | 5.3664 | 5.1513 | 0.43246 | 0.5239 | 0.55816 | 0.64854 | 0.66461 | 0.82694 | 1.3171 | 1.6082 | 1.9307 | 2.0354 | 2.2187 | 2.3044 | 2.1797 | 1.9662 | 1.5627 | 1.1143 | 0.80168 | 0.64091 | 0.40978 | 0.21501 | 0.12963 | 0.16138 | 0.13637 | 0.25346 | 48.5426 | 48.5017 | 48.4811 | 48.4438 | 48.4303 | 48.282 | 47.7811 | 47.4491 | 47.0815 | 46.9055 | 46.6807 | 46.6156 | 46.7845 | 47.0174 | 47.4395 | 47.9315 | 48.2761 | 48.4426 | 48.5475 | 48.6005 | 48.6257 | 48.6152 | 48.5968 | 48.5725 | -43.6586 | -43.6313 | -43.6321 | -43.5966 | -43.59 | -43.4662 | -43.0904 | -42.833 | -42.5424 | -42.394 | -42.2082 | -42.1586 | -42.3 | -42.4876 | -42.818 | -43.1963 | -43.4688 | -43.6068 | -43.6956 | -43.755 | -43.7864 | -43.7683 | -43.7659 | -43.7303
50 | -15.9427 | -16.0888 | -16.0996 | -15.869 | -16.0041 | -16.0246 | -15.8193 | -15.9588 | -15.9711 | -15.7164 | -15.8384 | -15.858 | -15.6843 | -15.809 | -15.8317 | -15.492 | -15.6148 | -15.6329 | -14.9018 | -15.089 | -15.1027 | -14.59 | -14.7836 | -14.7803 | -14.296 | -14.4801 | -14.4521 | -14.2231 | -14.4224 | -14.3545 | -14.0384 | -14.2412 | -14.1572 | -13.9437 | -14.1419 | -14.0725 | -14.0309 | -14.2228 | -14.179 | -14.2193 | -14.4197 | -14.4058 | -14.5887 | -14.8066 | -14.8004 | -15.0748 | -15.2854 | -15.3042 | -15.4817 | -15.6146 | -15.6563 | -15.679 | -15.8044 | -15.8494 | -15.966 | -16.1144 | -16.1338 | -16.2344 | -16.3463 | -16.3462 | -16.343 | -16.4137 | -16.4178 | -16.34 | -16.4072 | -16.4066 | -16.3001 | -16.3949 | -16.4028 | -16.0792 | -16.2611 | -16.2706 | 11.8974 | 12.0564 | 12.0413 | 11.8523 | 12.0048 | 11.9982 | 11.8242 | 11.9761 | 11.9748 | 11.7661 | 11.9094 | 11.9089 | 11.7431 | 11.8906 | 11.8926 | 11.6119 | 11.7618 | 11.763 | 11.2765 | 11.4187 | 11.4137 | 11.0681 | 11.2103 | 11.1917 | 10.8678 | 10.9989 | 10.9608 | 10.8115 | 10.9513 | 10.8823 | 10.6772 | 10.8182 | 10.7356 | 10.6141 | 10.7513 | 10.6795 | 10.6786 | 10.8131 | 10.7616 | 10.8102 | 10.9527 | 10.9241 | 11.0581 | 11.2177 | 11.1957 | 11.3808 | 11.5414 | 11.5391 | 11.6035 | 11.759 | 11.7763 | 11.7416 | 11.8856 | 11.9047 | 11.9047 | 12.0665 | 12.0649 | 12.04 | 12.2144 | 12.192 | 12.0691 | 12.2534 | 12.2305 | 12.0725 | 12.251 | 12.2265 | 12.043 | 12.242 | 12.2198 | 11.9692 | 12.1574 | 12.141 | 5.8745 | 5.7313 | 5.6655 | 5.5094 | 5.4784 | 5.215 | 4.4624 | 4.0334 | 3.5783 | 3.4695 | 3.2283 | 3.089 | 3.2368 | 3.5353 | 4.1234 | 4.7949 | 5.2616 | 5.5097 | 5.9103 | 6.2475 | 6.3991 | 6.3463 | 6.4062 | 6.163 | 0.74393 | 0.84312 | 0.88051 | 0.97914 | 0.99644 | 1.1749 | 1.7132 | 2.034 | 2.3898 | 2.5069 | 2.7098 | 2.8037 | 2.6651 | 2.4292 | 1.985 | 1.4912 | 1.1472 | 0.97072 | 0.71827 | 0.50617 | 0.41272 | 0.44775 | 0.41395 | 0.54879 | 54.3029 | 54.2699 | 54.2481 | 54.189 | 54.1894 | 54.0172 | 53.4659 | 53.088 | 52.671 | 52.4725 | 52.2181 | 52.144 | 52.3344 | 52.5984 | 53.0779 | 53.6381 | 54.0113 | 54.2041 | 54.3159 | 54.368 | 54.3823 | 54.378 | 54.3536 | 54.3395 | -48.2688 | -48.2396 | -48.2393 | -48.1997 | -48.1926 | -48.0563 | -47.6427 | -47.3591 | -47.0386 | -46.8748 | -46.6694 | -46.6148 | -46.7709 | -46.978 | -47.3425 | -47.7592 | -48.059 | -48.211 | -48.3088 | -48.3742 | -48.4078 | -48.3887 | -48.381 | -48.3467
55 | -17.8462 | -18.0209 | -18.0275 | -17.7644 | -17.9277 | -17.9438 | -17.7151 | -17.8762 | -17.8993 | -17.601 | -17.7512 | -17.7809 | -17.5606 | -17.7153 | -17.75 | -17.3339 | -17.4953 | -17.5279 | -16.678 | -16.8879 | -16.9041 | -16.3239 | -16.541 | -16.5384 | -15.9905 | -16.1972 | -16.1671 | -15.9086 | -16.1324 | -16.0576 | -15.7 | -15.9279 | -15.8351 | -15.5927 | -15.8153 | -15.7389 | -15.691 | -15.9065 | -15.8587 | -15.9043 | -16.1292 | -16.1149 | -16.3234 | -16.5677 | -16.562 | -16.9509 | -17.1137 | -17.1329 | -17.3227 | -17.4952 | -17.5533 | -17.5548 | -17.7099 | -17.769 | -17.8557 | -18.0401 | -18.0666 | -18.2088 | -18.3048 | -18.3092 | -18.2597 | -18.3809 | -18.4291 | -18.2632 | -18.3743 | -18.4164 | -18.212 | -18.3595 | -18.4109 | -18.0882 | -18.2096 | -18.2245 | 12.9299 | 13.1037 | 13.0864 | 12.8805 | 13.047 | 13.0389 | 12.85 | 13.0159 | 13.0136 | 12.7874 | 12.9438 | 12.9425 | 12.7623 | 12.9233 | 12.9247 | 12.6202 | 12.7836 | 12.7841 | 12.2567 | 12.4113 | 12.405 | 12.0304 | 12.1847 | 12.1636 | 11.8126 | 11.9546 | 11.9122 | 11.7511 | 11.9024 | 11.8263 | 11.6047 | 11.7572 | 11.6662 | 11.5363 | 11.6846 | 11.6054 | 11.6066 | 11.7521 | 11.695 | 11.7498 | 11.9043 | 11.872 | 12.019 | 12.1923 | 12.1673 | 12.3694 | 12.5441 | 12.5406 | 12.6109 | 12.7803 | 12.7983 | 12.7607 | 12.9178 | 12.9377 | 12.937 | 13.1136 | 13.111 | 13.0832 | 13.2735 | 13.2482 | 13.1143 | 13.3155 | 13.2896 | 13.1182 | 13.313 | 13.2854 | 13.0859 | 13.3031 | 13.2779 | 13.0063 | 13.2117 | 13.1928 | 6.9574 | 6.7963 | 6.7216 | 6.5479 | 6.5097 | 6.2118 | 5.3644 | 4.8802 | 4.3685 | 4.2487 | 3.9786 | 3.821 | 3.9853 | 4.3203 | 4.9826 | 5.7403 | 6.2643 | 6.5446 | 6.997 | 7.3799 | 7.551 | 7.4915 | 7.5538 | 7.2866 | 1.1036 | 1.2097 | 1.2501 | 1.3569 | 1.3753 | 1.5696 | 2.155 | 2.505 | 2.8938 | 3.0234 | 3.246 | 3.3478 | 3.1953 | 2.9374 | 2.4527 | 1.9144 | 1.5393 | 1.3474 | 1.0745 | 0.84561 | 0.74442 | 0.78251 | 0.74646 | 0.89245 | 60.1594 | 60.1246 | 60.099 | 60.0571 | 60.036 | 59.8438 | 59.2451 | 58.8156 | 58.3463 | 58.1249 | 57.8398 | 57.7555 | 57.9682 | 58.265 | 58.8053 | 59.4172 | 59.8383 | 60.0524 | 60.1744 | 60.2175 | 60.2335 | 60.2319 | 60.2043 | 60.1928 | -52.838 | -52.8042 | -52.8023 | -52.7593 | -52.7515 | -52.6028 | -52.1516 | -51.8424 | -51.4922 | -51.3133 | -51.089 | -51.0287 | -51.1994 | -51.4262 | -51.8237 | -52.2786 | -52.6058 | -52.7712 | -52.8775 | -52.9495 | -52.9852 | -52.9646 | -52.9581 | -52.9192
60 | -19.8655 | -20.0268 | -20.0702 | -19.7213 | -19.9185 | -19.9739 | -19.664 | -19.8589 | -19.8889 | -19.5518 | -19.7289 | -19.7565 | -19.5042 | -19.6868 | -19.7196 | -19.2455 | -19.4305 | -19.4673 | -18.5984 | -18.7728 | -18.7959 | -18.1223 | -18.3638 | -18.3622 | -17.7467 | -17.9769 | -17.9447 | -17.6599 | -17.9045 | -17.8362 | -17.4261 | -17.6752 | -17.5878 | -17.3065 | -17.5486 | -17.4784 | -17.4104 | -17.6506 | -17.5989 | -17.6503 | -17.9009 | -17.8864 | -18.1448 | -18.4012 | -18.4055 | -18.8097 | -19.0188 | -19.0501 | -19.2531 | -19.4423 | -19.4974 | -19.5014 | -19.6823 | -19.7412 | -19.9414 | -20.0462 | -20.1183 | -20.1959 | -20.3478 | -20.3851 | -20.2549 | -20.4333 | -20.4729 | -20.2597 | -20.4264 | -20.4597 | -20.2019 | -20.4092 | -20.4522 | -20.0635 | -20.2413 | -20.2876 | 13.937 | 14.1251 | 14.1054 | 13.8839 | 14.0642 | 14.0546 | 13.8512 | 14.0308 | 14.0274 | 13.7842 | 13.9535 | 13.9513 | 13.7571 | 13.9313 | 13.932 | 13.6043 | 13.781 | 13.7806 | 13.2134 | 13.3801 | 13.3723 | 12.9695 | 13.1356 | 13.1118 | 12.7346 | 12.8873 | 12.8404 | 12.668 | 12.8303 | 12.7472 | 12.5097 | 12.6733 | 12.5738 | 12.436 | 12.5951 | 12.5084 | 12.5121 | 12.6683 | 12.6055 | 12.6667 | 12.8327 | 12.7966 | 12.9568 | 13.1433 | 13.1153 | 13.3342 | 13.5226 | 13.5178 | 13.5941 | 13.7772 | 13.7957 | 13.7553 | 13.9252 | 13.946 | 13.9444 | 14.1355 | 14.1318 | 14.1012 | 14.3072 | 14.2789 | 14.1342 | 14.352 | 14.323 | 14.1385 | 14.3499 | 14.3188 | 14.1035 | 14.3387 | 14.3103 | 14.0181 | 14.2406 | 14.2191 | 8.1679 | 7.9754 | 7.8893 | 7.6948 | 7.6507 | 7.3153 | 6.3704 | 5.8271 | 5.2557 | 5.125 | 4.8244 | 4.6478 | 4.8283 | 5.2021 | 5.9435 | 6.7876 | 7.3756 | 7.6893 | 8.2032 | 8.6277 | 8.8216 | 8.7531 | 8.8176 | 8.5244 | 1.5075 | 1.6228 | 1.6662 | 1.7806 | 1.8003 | 2.0099 | 2.6417 | 3.0205 | 3.4421 | 3.5845 | 3.8267 | 3.9363 | 3.7695 | 3.4899 | 2.9654 | 2.3831 | 1.9775 | 1.77 | 1.4774 | 1.2325 | 1.1239 | 1.1495 | 1.1267 | 1.2833 | 66.1133 | 66.0812 | 66.0497 | 66.0047 | 65.9788 | 65.7621 | 65.1003 | 64.638 | 64.1129 | 63.8656 | 63.5472 | 63.4551 | 63.6915 | 64.0227 | 64.6241 | 65.2822 | 65.76 | 65.995 | 66.1165 | 66.1634 | 66.1753 | 66.1832 | 66.1523 | 66.1379 | -57.3584 | -57.3258 | -57.3223 | -57.2762 | -57.2672 | -57.1064 | -56.6188 | -56.2834 | -55.9043 | -55.7102 | -55.4668 | -55.4013 | -55.5869 | -55.8322 | -56.2631 | -56.7555 | -57.1096 | -57.2888 | -57.4035 | -57.4815 | -57.5195 | -57.4873 | -57.4907 | -57.4483
65 | -21.96 | -22.1195 | -22.1564 | -21.86 | -21.9998 | -22.0502 | -21.7921 | -21.9331 | -21.9932 | -21.5643 | -21.7742 | -21.8367 | -21.5144 | -21.7308 | -21.8003 | -21.2416 | -21.4529 | -21.519 | -20.497 | -20.7059 | -20.7324 | -20.0076 | -20.275 | -20.2761 | -19.5724 | -19.8239 | -19.8027 | -19.4681 | -19.7433 | -19.6676 | -19.2072 | -19.4874 | -19.3907 | -19.0734 | -19.3457 | -19.2682 | -19.1974 | -19.4595 | -19.4169 | -19.4655 | -19.7393 | -19.7371 | -20.0338 | -20.309 | -20.3069 | -20.7368 | -20.9831 | -21.0186 | -21.2339 | -21.4548 | -21.5539 | -21.5713 | -21.727 | -21.8279 | -21.9802 | -22.1381 | -22.2057 | -22.2684 | -22.4721 | -22.5066 | -22.3383 | -22.617 | -22.6067 | -22.3447 | -22.6126 | -22.5933 | -22.2798 | -22.5835 | -22.5835 | -22.1231 | -22.3533 | -22.3984 | 14.9199 | 15.1223 | 15.1 | 14.8634 | 15.0573 | 15.046 | 14.8284 | 15.0215 | 15.0169 | 14.7572 | 14.9393 | 14.9359 | 14.728 | 14.9154 | 14.9152 | 14.5648 | 14.7547 | 14.7532 | 14.1472 | 14.3257 | 14.3164 | 13.8862 | 14.0637 | 14.0372 | 13.6344 | 13.7973 | 13.746 | 13.5626 | 13.7358 | 13.6454 | 13.3926 | 13.5669 | 13.459 | 13.3138 | 13.4832 | 13.3889 | 13.3957 | 13.5622 | 13.4935 | 13.5614 | 13.7385 | 13.6987 | 13.872 | 14.0714 | 14.0402 | 14.2759 | 14.4777 | 14.4715 | 14.5538 | 14.7504 | 14.7692 | 14.7261 | 14.9087 | 14.93 | 14.9277 | 15.1331 | 15.1281 | 15.0947 | 15.3161 | 15.2848 | 15.1295 | 15.3637 | 15.3314 | 15.1342 | 15.3615 | 15.3271 | 15.0966 | 15.3494 | 15.3178 | 15.0056 | 15.2448 | 15.2206 | 9.4891 | 9.2783 | 9.183 | 8.9588 | 8.911 | 8.5411 | 7.4802 | 6.8801 | 6.2462 | 6.1035 | 5.7708 | 5.5735 | 5.7723 | 6.1869 | 7.0095 | 7.9469 | 8.6038 | 8.9561 | 9.5255 | 10.002 | 10.2192 | 10.1454 | 10.212 | 9.8864 | 1.9594 | 2.0814 | 2.1277 | 2.2497 | 2.2701 | 2.495 | 3.1724 | 3.5796 | 4.0338 | 4.1891 | 4.4509 | 4.568 | 4.3871 | 4.0859 | 3.522 | 2.8961 | 2.4603 | 2.2378 | 1.9262 | 1.6657 | 1.5497 | 1.5783 | 1.5537 | 1.7205 | 72.1603 | 72.1303 | 72.0994 | 72.0353 | 72.0248 | 71.7879 | 71.0453 | 70.5462 | 69.9734 | 69.7001 | 69.3477 | 69.2443 | 69.5064 | 69.8741 | 70.5273 | 71.2549 | 71.7852 | 72.0414 | 72.1606 | 72.2231 | 72.2359 | 72.2434 | 72.2121 | 72.196 | -61.841 | -61.8052 | -61.8002 | -61.7505 | -61.7412 | -61.5681 | -61.0443 | -60.6835 | -60.2752 | -60.0666 | -59.8036 | -59.7334 | -59.9328 | -60.1975 | -60.6611 | -61.1911 | -61.5714 | -61.7639 | -61.8871 | -61.9717 | -62.0115 | -61.9781 | -61.9815 | -61.9352
70 | -24.0921 | -24.2973 | -24.3333 | -23.9804 | -24.164 | -24.2152 | -23.9087 | -24.0884 | -24.1502 | -23.7632 | -23.9208 | -23.9797 | -23.707 | -23.8713 | -23.9373 | -23.3083 | -23.5516 | -23.6191 | -22.4739 | -22.7191 | -22.7749 | -21.9965 | -22.2383 | -22.241 | -21.4748 | -21.7595 | -21.7226 | -21.36 | -21.6714 | -21.5739 | -21.0713 | -21.3909 | -21.2685 | -20.9083 | -21.2254 | -21.1325 | -21.0456 | -21.3512 | -21.2964 | -21.3561 | -21.665 | -21.6499 | -22.0004 | -22.2761 | -22.2754 | -22.7825 | -23.0396 | -23.0994 | -23.299 | -23.5529 | -23.6572 | -23.7158 | -23.8597 | -23.9653 | -24.1101 | -24.3178 | -24.3866 | -24.437 | -24.7393 | -24.7259 | -24.5162 | -24.8654 | -24.8378 | -24.5241 | -24.8602 | -24.824 | -24.452 | -24.8286 | -24.812 | -24.2776 | -24.5944 | -24.6062 | 15.8794 | 16.0959 | 16.071 | 15.8195 | 16.0268 | 16.0137 | 15.7823 | 15.9887 | 15.9828 | 15.707 | 15.9017 | 15.8971 | 15.6759 | 15.8762 | 15.8749 | 15.5025 | 15.7052 | 15.7026 | 15.0587 | 15.2489 | 15.2379 | 14.7809 | 14.9696 | 14.9401 | 14.5126 | 14.6854 | 14.6294 | 14.4357 | 14.6191 | 14.5215 | 14.254 | 14.4385 | 14.3221 | 14.1702 | 14.3496 | 14.2476 | 14.2577 | 14.4342 | 14.3596 | 14.4346 | 14.6224 | 14.5786 | 14.7653 | 14.9772 | 14.9426 | 15.1951 | 15.4101 | 15.4023 | 15.4906 | 15.7004 | 15.7194 | 15.6737 | 15.869 | 15.8907 | 15.8875 | 16.107 | 16.1006 | 16.0645 | 16.3011 | 16.2666 | 16.1009 | 16.3512 | 16.3156 | 16.1061 | 16.3491 | 16.3112 | 16.0657 | 16.336 | 16.301 | 15.9694 | 16.2252 | 16.198 | 10.9418 | 10.7089 | 10.6017 | 10.3574 | 10.3127 | 9.8873 | 8.7089 | 8.0461 | 7.346 | 7.1918 | 6.826 | 6.6062 | 6.8231 | 7.2806 | 8.1887 | 9.2326 | 9.9565 | 10.3484 | 10.9825 | 11.5162 | 11.7564 | 11.677 | 11.7455 | 11.3875 | 2.4561 | 2.5847 | 2.6337 | 2.7629 | 2.7843 | 3.0241 | 3.7463 | 4.1819 | 4.6683 | 4.8366 | 5.1182 | 5.2425 | 5.0474 | 4.7245 | 4.1218 | 3.4532 | 2.9872 | 2.7499 | 2.42 | 2.1416 | 2.0215 | 2.0528 | 2.0264 | 2.2029 | 78.3274 | 78.2935 | 78.2558 | 78.1915 | 78.1695 | 77.9253 | 77.0992 | 76.5491 | 75.928 | 75.6288 | 75.2443 | 75.1323 | 75.4187 | 75.8191 | 76.524 | 77.3444 | 77.9196 | 78.185 | 78.3258 | 78.3951 | 78.4151 | 78.421 | 78.3894 | 78.3727 | -66.282 | -66.2435 | -66.237 | -66.1844 | -66.1737 | -65.9888 | -65.4288 | -65.043 | -64.6061 | -64.3825 | -64.1005 | -64.025 | -64.2392 | -64.5224 | -65.0185 | -65.5855 | -65.9922 | -66.198 | -66.3298 | -66.4188 | -66.462 | -66.4276 | -66.4303 | -66.3806
75 | -26.3258 | -26.61 | -26.6138 | -26.2018 | -26.459 | -26.4834 | -26.1201 | -26.3702 | -26.4091 | -25.9574 | -26.1575 | -26.2186 | -25.8928 | -26.1006 | -26.1691 | -25.558 | -25.7523 | -25.818 | -24.5704 | -24.828 | -24.876 | -24.0028 | -24.2833 | -24.31 | -23.4623 | -23.7535 | -23.7381 | -23.3249 | -23.6559 | -23.5757 | -22.9944 | -23.3446 | -23.2397 | -22.8286 | -23.17 | -23.0909 | -22.9802 | -23.3082 | -23.2694 | -23.332 | -23.6496 | -23.662 | -24.0063 | -24.3256 | -24.3504 | -24.8891 | -25.1738 | -25.2358 | -25.568 | -25.7488 | -25.8594 | -25.8987 | -26.0883 | -26.1996 | -26.3421 | -26.6329 | -26.6719 | -26.7095 | -27.0815 | -27.0522 | -26.7995 | -27.2002 | -27.1773 | -26.8086 | -27.1942 | -27.1628 | -26.7291 | -27.161 | -27.1487 | -26.5354 | -26.9224 | -26.9203 | 16.8163 | 17.0466 | 17.019 | 16.7529 | 16.9735 | 16.9584 | 16.7135 | 16.9331 | 16.9258 | 16.6344 | 16.8415 | 16.8355 | 16.6012 | 16.8143 | 16.8119 | 16.4179 | 16.6333 | 16.6295 | 15.9486 | 16.1501 | 16.1373 | 15.6542 | 15.8538 | 15.8213 | 15.3696 | 15.552 | 15.4913 | 15.2875 | 15.481 | 15.376 | 15.0944 | 15.2888 | 15.1638 | 15.0057 | 15.1946 | 15.085 | 15.0989 | 15.2849 | 15.2043 | 15.2866 | 15.4849 | 15.4369 | 15.6371 | 15.8611 | 15.8231 | 16.0924 | 16.3202 | 16.3107 | 16.4051 | 16.6279 | 16.6469 | 16.5989 | 16.8065 | 16.8285 | 16.8244 | 17.0579 | 17.05 | 17.0111 | 17.2627 | 17.2249 | 17.0491 | 17.3153 | 17.2763 | 17.0547 | 17.3132 | 17.2717 | 17.0118 | 17.2993 | 17.2607 | 16.9102 | 17.1823 | 17.1521 | 12.5427 | 12.2862 | 12.1658 | 11.8932 | 11.8402 | 11.3755 | 10.0683 | 9.3316 | 8.5643 | 8.3973 | 7.9949 | 7.7528 | 7.9887 | 8.4926 | 9.4893 | 10.6476 | 11.4505 | 11.8794 | 12.5878 | 13.1821 | 13.4481 | 13.3617 | 13.4327 | 13.0396 | 2.9969 | 3.1319 | 3.1834 | 3.3197 | 3.3421 | 3.5962 | 4.3628 | 4.8264 | 5.3448 | 5.5264 | 5.8277 | 5.9592 | 5.75 | 5.4056 | 4.7643 | 4.0531 | 3.5575 | 3.3055 | 2.9578 | 2.6648 | 2.5379 | 2.5722 | 2.5426 | 2.7302 | 84.6168 | 84.5858 | 84.5429 | 84.4722 | 84.4427 | 84.1843 | 83.2828 | 82.6568 | 81.9883 | 81.6615 | 81.2392 | 81.1186 | 81.4312 | 81.8705 | 82.6274 | 83.5529 | 84.1607 | 84.4569 | 84.6167 | 84.6997 | 84.7269 | 84.733 | 84.7003 | 84.6805 | -70.6829 | -70.6412 | -70.6328 | -70.5772 | -70.5657 | -70.3689 | -69.7734 | -69.3624 | -68.8972 | -68.6589 | -68.3582 | -68.2774 | -68.5055 | -68.8078 | -69.3363 | -69.9399 | -70.3725 | -70.5913 | -70.7312 | -70.8266 | -70.8716 | -70.8361 | -70.8379 | -70.7852

## bt4088_kVar_variation
kVAr_3ph | Voltage variation for reactive power (inductive) for every hour and every phase | [71 empty] | Voltage variation for reactive power (capacitive) for every hour and every phase
| Vreact_1_1_ind | Vreact_1_2_ind | Vreact_1_3_ind | Vreact_2_1_ind | Vreact_2_2_ind | Vreact_2_3_ind | Vreact_3_1_ind | Vreact_3_2_ind | Vreact_3_3_ind | Vreact_4_1_ind | Vreact_4_2_ind | Vreact_4_3_ind | Vreact_5_1_ind | Vreact_5_2_ind | Vreact_5_3_ind | Vreact_6_1_ind | Vreact_6_2_ind | Vreact_6_3_ind | Vreact_7_1_ind | Vreact_7_2_ind | Vreact_7_3_ind | Vreact_8_1_ind | Vreact_8_2_ind | Vreact_8_3_ind | Vreact_9_1_ind | Vreact_9_2_ind | Vreact_9_3_ind | Vreact_10_1_ind | Vreact_10_2_ind | Vreact_10_3_ind | Vreact_11_1_ind | Vreact_11_2_ind | Vreact_11_3_ind | Vreact_12_1_ind | Vreact_12_2_ind | Vreact_12_3_ind | Vreact_13_1_ind | Vreact_13_2_ind | Vreact_13_3_ind | Vreact_14_1_ind | Vreact_14_2_ind | Vreact_14_3_ind | Vreact_15_1_ind | Vreact_15_2_ind | Vreact_15_3_ind | Vreact_16_1_ind | Vreact_16_2_ind | Vreact_16_3_ind | Vreact_17_1_ind | Vreact_17_2_ind | Vreact_17_3_ind | Vreact_18_1_ind | Vreact_18_2_ind | Vreact_18_3_ind | Vreact_19_1_ind | Vreact_19_2_ind | Vreact_19_3_ind | Vreact_20_1_ind | Vreact_20_2_ind | Vreact_20_3_ind | Vreact_21_1_ind | Vreact_21_2_ind | Vreact_21_3_ind | Vreact_22_1_ind | Vreact_22_2_ind | Vreact_22_3_ind | Vreact_23_1_ind | Vreact_23_2_ind | Vreact_23_3_ind | Vreact_24_1_ind | Vreact_24_2_ind | Vreact_24_3_ind | Vreact_1_1_cap | Vreact_1_2_cap | Vreact_1_3_cap | Vreact_2_1_cap | Vreact_2_2_cap | Vreact_2_3_cap | Vreact_3_1_cap | Vreact_3_2_cap | Vreact_3_3_cap | Vreact_4_1_cap | Vreact_4_2_cap | Vreact_4_3_cap | Vreact_5_1_cap | Vreact_5_2_cap | Vreact_5_3_cap | Vreact_6_1_cap | Vreact_6_2_cap | Vreact_6_3_cap | Vreact_7_1_cap | Vreact_7_2_cap | Vreact_7_3_cap | Vreact_8_1_cap | Vreact_8_2_cap | Vreact_8_3_cap | Vreact_9_1_cap | Vreact_9_2_cap | Vreact_9_3_cap | Vreact_10_1_cap | Vreact_10_2_cap | Vreact_10_3_cap | Vreact_11_1_cap | Vreact_11_2_cap | Vreact_11_3_cap | Vreact_12_1_cap | Vreact_12_2_cap | Vreact_12_3_cap | Vreact_13_1_cap | Vreact_13_2_cap | Vreact_13_3_cap | Vreact_14_1_cap | Vreact_14_2_cap | Vreact_14_3_cap | Vreact_15_1_cap | Vreact_15_2_cap | Vreact_15_3_cap | Vreact_16_1_cap | Vreact_16_2_cap | Vreact_16_3_cap | Vreact_17_1_cap | Vreact_17_2_cap | Vreact_17_3_cap | Vreact_18_1_cap | Vreact_18_2_cap | Vreact_18_3_cap | Vreact_19_1_cap | Vreact_19_2_cap | Vreact_19_3_cap | Vreact_20_1_cap | Vreact_20_2_cap | Vreact_20_3_cap | Vreact_21_1_cap | Vreact_21_2_cap | Vreact_21_3_cap | Vreact_22_1_cap | Vreact_22_2_cap | Vreact_22_3_cap | Vreact_23_1_cap | Vreact_23_2_cap | Vreact_23_3_cap | Vreact_24_1_cap | Vreact_24_2_cap | Vreact_24_3_cap
0 | 0 | 0 | 0 | 0 | 0 | 0 | 0 | 0 | 0 | 0 | 0 | 0 | 0 | 0 | 0 | 0 | 0 | 0 | 0 | 0 | 0 | 0 | 0 | 0 | 0 | 0 | 0 | 0 | 0 | 0 | 0 | 0 | 0 | 0 | 0 | 0 | 0 | 0 | 0 | 0 | 0 | 0 | 0 | 0 | 0 | 0 | 0 | 0 | 0 | 0 | 0 | 0 | 0 | 0 | 0 | 0 | 0 | 0 | 0 | 0 | 0 | 0 | 0 | 0 | 0 | 0 | 0 | 0 | 0 | 0 | 0 | 0 | 0 | 0 | 0 | 0 | 0 | 0 | 0 | 0 | 0 | 0 | 0 | 0 | 0 | 0 | 0 | 0 | 0 | 0 | 0 | 0 | 0 | 0 | 0 | 0 | 0 | 0 | 0 | 0 | 0 | 0 | 0 | 0 | 0 | 0 | 0 | 0 | 0 | 0 | 0 | 0 | 0 | 0 | 0 | 0 | 0 | 0 | 0 | 0 | 0 | 0 | 0 | 0 | 0 | 0 | 0 | 0 | 0 | 0 | 0 | 0 | 0 | 0 | 0 | 0 | 0 | 0 | 0 | 0 | 0 | 0 | 0 | 0
10 | -4.3603 | -4.3634 | -4.3644 | -4.3541 | -4.3586 | -4.357 | -4.3505 | -4.3556 | -4.352 | -4.3448 | -4.3498 | -4.346 | -4.3429 | -4.3479 | -4.3422 | -4.3221 | -4.3379 | -4.3359 | -4.2692 | -4.3132 | -4.3238 | -4.2386 | -4.301 | -4.3213 | -4.2107 | -4.2899 | -4.3226 | -4.1967 | -4.2884 | -4.3339 | -4.1828 | -4.2852 | -4.338 | -4.1774 | -4.2818 | -4.332 | -4.19 | -4.2842 | -4.3253 | -4.2039 | -4.292 | -4.3242 | -4.2362 | -4.3067 | -4.3299 | -4.2807 | -4.3267 | -4.3363 | -4.319 | -4.3426 | -4.3388 | -4.3409 | -4.3511 | -4.3435 | -4.3572 | -4.365 | -4.3619 | -4.3712 | -4.3763 | -4.3799 | -4.38 | -4.3836 | -4.3865 | -4.378 | -4.3817 | -4.3862 | -4.3819 | -4.3838 | -4.3851 | -4.374 | -4.3764 | -4.3761 | 4.1573 | 4.161 | 4.1629 | 4.1522 | 4.1573 | 4.1564 | 4.1492 | 4.1549 | 4.1522 | 4.1448 | 4.1504 | 4.1475 | 4.1433 | 4.1488 | 4.1442 | 4.1254 | 4.1409 | 4.1395 | 4.0797 | 4.121 | 4.1311 | 4.0529 | 4.1112 | 4.1302 | 4.0283 | 4.1021 | 4.1325 | 4.015 | 4.1004 | 4.1427 | 4.0025 | 4.098 | 4.1469 | 3.9981 | 4.0955 | 4.142 | 4.01 | 4.0979 | 4.1359 | 4.022 | 4.1042 | 4.1341 | 4.0501 | 4.116 | 4.1377 | 4.0887 | 4.132 | 4.1414 | 4.1221 | 4.145 | 4.1422 | 4.1412 | 4.1518 | 4.1455 | 4.154 | 4.1624 | 4.1603 | 4.1649 | 4.1711 | 4.1751 | 4.1725 | 4.1771 | 4.1806 | 4.1708 | 4.1754 | 4.1804 | 4.1744 | 4.1775 | 4.1794 | 4.1682 | 4.1717 | 4.1721
20 | -8.9904 | -8.9592 | -8.9605 | -8.9395 | -8.9477 | -8.9434 | -8.9314 | -8.9408 | -8.9325 | -8.9183 | -8.9277 | -8.919 | -8.9141 | -8.9232 | -8.9107 | -8.8689 | -8.9007 | -8.896 | -8.7541 | -8.8453 | -8.867 | -8.6882 | -8.8178 | -8.8599 | -8.6283 | -8.793 | -8.8612 | -8.5996 | -8.7901 | -8.8852 | -8.5701 | -8.7828 | -8.8931 | -8.5579 | -8.7748 | -8.8796 | -8.5841 | -8.7799 | -8.8657 | -8.6141 | -8.7971 | -8.8642 | -8.6839 | -8.8303 | -8.8783 | -8.7803 | -8.8752 | -8.8949 | -8.8627 | -8.9107 | -8.9022 | -8.9101 | -8.93 | -8.9132 | -9.0207 | -8.9634 | -8.9563 | -9.056 | -8.9898 | -8.9966 | -9.1529 | -9.0166 | -9.0133 | -9.0686 | -9.0019 | -9.0107 | -9.1567 | -9.0169 | -9.0101 | -9.0504 | -8.9891 | -8.9878 | 8.1352 | 8.1433 | 8.1472 | 8.1259 | 8.1366 | 8.1356 | 8.1205 | 8.1324 | 8.1278 | 8.1127 | 8.1243 | 8.1192 | 8.1101 | 8.1216 | 8.1132 | 8.0769 | 8.1073 | 8.1052 | 7.9912 | 8.0715 | 8.0912 | 7.9407 | 8.0537 | 8.0905 | 7.8943 | 8.0373 | 8.096 | 7.8682 | 8.0337 | 8.1153 | 7.8444 | 8.0295 | 8.1239 | 7.8364 | 8.0253 | 8.115 | 7.8595 | 8.0298 | 8.1033 | 7.8821 | 8.0414 | 8.0993 | 7.9348 | 8.0627 | 8.1046 | 8.0072 | 8.0915 | 8.1099 | 8.07 | 8.1152 | 8.1103 | 8.1057 | 8.1273 | 8.1158 | 8.1285 | 8.1459 | 8.1424 | 8.1481 | 8.161 | 8.1694 | 8.162 | 8.1721 | 8.1796 | 8.1588 | 8.1689 | 8.1792 | 8.1657 | 8.173 | 8.1774 | 8.155 | 8.1628 | 8.1646
30 | -13.9824 | -13.8349 | -13.8297 | -13.9667 | -13.8189 | -13.803 | -13.9578 | -13.8085 | -13.785 | -13.8732 | -13.7783 | -13.7596 | -13.8688 | -13.7712 | -13.7459 | -13.7336 | -13.7258 | -13.7176 | -13.4875 | -13.6297 | -13.6631 | -13.3806 | -13.5829 | -13.6487 | -13.2836 | -13.5412 | -13.648 | -13.2394 | -13.5372 | -13.6864 | -13.192 | -13.5245 | -13.6977 | -13.1716 | -13.5104 | -13.675 | -13.2123 | -13.5184 | -13.6531 | -13.2612 | -13.5472 | -13.6523 | -13.375 | -13.6035 | -13.6787 | -13.5325 | -13.68 | -13.7099 | -13.7497 | -13.75 | -13.7285 | -13.9414 | -13.7935 | -13.7527 | -13.9865 | -13.8411 | -13.8232 | -14.0717 | -13.8813 | -13.9108 | -14.194 | -13.9341 | -13.9497 | -14.1847 | -13.9272 | -13.9454 | -14.1973 | -13.9334 | -13.9456 | -14.0949 | -13.8798 | -13.8778 | 11.9531 | 11.9659 | 11.9722 | 11.9405 | 11.9572 | 11.9564 | 11.933 | 11.9515 | 11.9456 | 11.9229 | 11.9408 | 11.9341 | 11.9193 | 11.9372 | 11.9257 | 11.8726 | 11.9177 | 11.9152 | 11.7519 | 11.8691 | 11.8981 | 11.6805 | 11.8451 | 11.8987 | 11.6146 | 11.8226 | 11.9079 | 11.5762 | 11.817 | 11.9355 | 11.542 | 11.8114 | 11.9484 | 11.5312 | 11.8062 | 11.9363 | 11.565 | 11.8128 | 11.9194 | 11.5969 | 11.8288 | 11.9128 | 11.6712 | 11.8576 | 11.9185 | 11.7733 | 11.8965 | 11.9238 | 11.8623 | 11.929 | 11.9226 | 11.9126 | 11.9453 | 11.9295 | 11.9431 | 11.9698 | 11.9657 | 11.9693 | 11.9896 | 12.0027 | 11.9887 | 12.005 | 12.0167 | 11.9843 | 12.0004 | 12.0162 | 11.9942 | 12.0064 | 12.0137 | 11.9801 | 11.9928 | 11.9961
40 | -19.2469 | -19.2493 | -19.0745 | -19.2199 | -19.223 | -19.0345 | -19.2034 | -19.1571 | -19.0083 | -19.1678 | -19.1 | -18.9361 | -19.1504 | -19.0162 | -18.9156 | -18.9981 | -18.8976 | -18.8731 | -18.6083 | -18.7417 | -18.7845 | -18.38 | -18.6475 | -18.7473 | -18.2221 | -18.5761 | -18.7385 | -18.159 | -18.5713 | -18.7936 | -18.0907 | -18.5517 | -18.8085 | -18.0609 | -18.5294 | -18.7731 | -18.1189 | -18.5406 | -18.7422 | -18.1904 | -18.5838 | -18.7432 | -18.401 | -18.6781 | -18.7926 | -18.7724 | -18.8393 | -18.8597 | -18.9946 | -18.9376 | -18.8877 | -19.1427 | -19.1158 | -18.9237 | -19.2301 | -19.2731 | -19.0773 | -19.3214 | -19.3609 | -19.351 | -19.3568 | -19.3954 | -19.3924 | -19.3613 | -19.3927 | -19.4093 | -19.3637 | -19.3898 | -19.3566 | -19.3275 | -19.3433 | -19.1953 | 15.6268 | 15.6447 | 15.6537 | 15.6119 | 15.6348 | 15.6348 | 15.6027 | 15.6281 | 15.6213 | 15.5909 | 15.6154 | 15.6076 | 15.5867 | 15.6111 | 15.5971 | 15.528 | 15.5877 | 15.585 | 15.3767 | 15.5289 | 15.5668 | 15.2865 | 15.4998 | 15.5693 | 15.2031 | 15.4724 | 15.5828 | 15.1528 | 15.4648 | 15.6179 | 15.1091 | 15.4582 | 15.6352 | 15.096 | 15.4524 | 15.6205 | 15.14 | 15.4611 | 15.5988 | 15.1801 | 15.4807 | 15.5893 | 15.2736 | 15.5154 | 15.5943 | 15.4019 | 15.5623 | 15.5981 | 15.5142 | 15.602 | 15.5947 | 15.5776 | 15.6216 | 15.6022 | 15.6138 | 15.6502 | 15.6459 | 15.6449 | 15.6731 | 15.6912 | 15.6692 | 15.6922 | 15.7084 | 15.6636 | 15.6863 | 15.7079 | 15.6765 | 15.6944 | 15.705 | 15.6598 | 15.6782 | 15.6834
50 | -24.7277 | -24.7711 | -24.7809 | -24.6905 | -24.733 | -24.7106 | -24.6656 | -24.7058 | -24.6616 | -24.6247 | -24.6537 | -24.5992 | -24.6095 | -24.6312 | -24.5578 | -24.5036 | -24.5486 | -24.4773 | -24.1543 | -24.3536 | -24.2844 | -23.9446 | -24.151 | -24.2259 | -23.6461 | -24.0147 | -24.2223 | -23.5464 | -24.0217 | -24.3152 | -23.4038 | -23.9978 | -24.3335 | -23.342 | -23.9591 | -24.2723 | -23.4265 | -23.9634 | -24.2188 | -23.6548 | -24.0221 | -24.2094 | -23.9779 | -24.2999 | -24.3105 | -24.2896 | -24.4679 | -24.4061 | -24.4846 | -24.5799 | -24.4462 | -24.5798 | -24.6482 | -24.5502 | -24.6863 | -24.7772 | -24.7552 | -24.762 | -24.8728 | -24.9366 | -24.8135 | -24.9213 | -24.9846 | -24.8096 | -24.9153 | -24.9915 | -24.8275 | -24.9188 | -24.9617 | -24.7961 | -24.8636 | -24.8755 | 19.1715 | 19.195 | 19.207 | 19.1537 | 19.1831 | 19.1842 | 19.143 | 19.1756 | 19.1684 | 19.1302 | 19.1614 | 19.153 | 19.1254 | 19.1567 | 19.1406 | 19.0563 | 19.1301 | 19.1276 | 18.8778 | 19.0634 | 19.1098 | 18.7707 | 19.0304 | 19.115 | 18.6764 | 18.999 | 19.133 | 18.6228 | 18.9894 | 19.1751 | 18.594 | 18.9825 | 19.197 | 18.5879 | 18.9766 | 19.1803 | 18.6276 | 18.9871 | 19.154 | 18.6456 | 19.0093 | 19.1411 | 18.7542 | 19.0486 | 19.1446 | 18.9057 | 19.1017 | 19.1457 | 19.039 | 19.1472 | 19.1394 | 19.114 | 19.1694 | 19.147 | 19.1543 | 19.2005 | 19.1965 | 19.189 | 19.2253 | 19.2487 | 19.2175 | 19.2476 | 19.2685 | 19.2108 | 19.2409 | 19.2681 | 19.2265 | 19.2506 | 19.2645 | 19.2081 | 19.2325 | 19.2399
60 | -30.6119 | -30.7216 | -30.7639 | -30.5636 | -30.6716 | -30.6769 | -30.5282 | -30.6353 | -30.6144 | -30.4792 | -30.57 | -30.536 | -30.4558 | -30.5402 | -30.4824 | -30.3332 | -30.4346 | -30.3857 | -29.9526 | -30.1709 | -30.1895 | -29.6961 | -30.0341 | -30.1291 | -29.4212 | -29.9304 | -30.1275 | -29.3452 | -29.9432 | -30.2846 | -29.2249 | -29.9172 | -30.3128 | -29.1636 | -29.8644 | -30.1345 | -29.2236 | -29.8659 | -30.0682 | -29.3917 | -29.9459 | -30.0748 | -29.7295 | -30.0986 | -30.2166 | -30.0933 | -30.3238 | -30.3436 | -30.3073 | -30.4746 | -30.3996 | -30.4146 | -30.5598 | -30.4827 | -30.5535 | -30.7268 | -30.735 | -30.6578 | -30.8542 | -30.962 | -30.7274 | -30.9212 | -31.0272 | -30.7233 | -30.9122 | -31.0346 | -30.7428 | -30.9209 | -31.001 | -30.7007 | -30.8482 | -30.8923 | 22.597 | 22.6263 | 22.6414 | 22.5772 | 22.6132 | 22.6157 | 22.5654 | 22.6052 | 22.5979 | 22.552 | 22.5902 | 22.5814 | 22.5468 | 22.5851 | 22.5674 | 22.4685 | 22.5562 | 22.5541 | 22.2658 | 22.4833 | 22.538 | 22.1515 | 22.4478 | 22.5473 | 22.0799 | 22.4144 | 22.5717 | 22.0248 | 22.4022 | 22.6188 | 22.0091 | 22.3964 | 22.647 | 22.0099 | 22.3921 | 22.631 | 22.0465 | 22.4041 | 22.6002 | 22.0452 | 22.4271 | 22.5824 | 22.125 | 22.4681 | 22.5807 | 22.2955 | 22.5255 | 22.5776 | 22.4476 | 22.5759 | 22.5678 | 22.533 | 22.5999 | 22.5751 | 22.576 | 22.6323 | 22.629 | 22.6133 | 22.658 | 22.6867 | 22.6453 | 22.6829 | 22.7087 | 22.6378 | 22.6751 | 22.7083 | 22.6561 | 22.6867 | 22.7043 | 22.6367 | 22.6674 | 22.6772
70 | -37.0759 | -37.2589 | -37.3375 | -37.0142 | -37.1947 | -37.2312 | -36.9642 | -37.1452 | -37.1508 | -36.8995 | -37.0584 | -37.0476 | -36.8666 | -37.0203 | -36.9805 | -36.7196 | -36.883 | -36.853 | -36.2808 | -36.5378 | -36.5829 | -35.9981 | -36.3605 | -36.4828 | -35.7036 | -36.211 | -36.4541 | -35.6328 | -36.2211 | -36.638 | -35.4822 | -36.1734 | -36.6548 | -35.3818 | -36.1064 | -36.5278 | -35.4728 | -36.1158 | -36.4276 | -35.6713 | -36.2337 | -36.4375 | -36.0424 | -36.4451 | -36.5957 | -36.447 | -36.7348 | -36.7902 | -36.6856 | -36.9304 | -36.88 | -36.8131 | -37.0429 | -36.9896 | -37.0012 | -37.2655 | -37.3077 | -37.1488 | -37.4402 | -37.597 | -37.2433 | -37.5324 | -37.6862 | -37.2389 | -37.5199 | -37.6937 | -37.2596 | -37.5341 | -37.6559 | -37.2 | -37.4361 | -37.5164 | 25.9139 | 25.9493 | 25.9677 | 25.8923 | 25.9352 | 25.9392 | 25.8795 | 25.9267 | 25.9198 | 25.8661 | 25.9113 | 25.9024 | 25.8607 | 25.9061 | 25.887 | 25.7742 | 25.8754 | 25.874 | 25.5609 | 25.7987 | 25.8625 | 25.4637 | 25.763 | 25.8785 | 25.4057 | 25.7333 | 25.9151 | 25.3515 | 25.7199 | 25.9723 | 25.3395 | 25.7176 | 26.01 | 25.3396 | 25.7164 | 25.9946 | 25.3764 | 25.7284 | 25.9555 | 25.3722 | 25.748 | 25.9271 | 25.4307 | 25.7842 | 25.9156 | 25.5813 | 25.8437 | 25.9041 | 25.75 | 25.8976 | 25.8897 | 25.8445 | 25.9228 | 25.8961 | 25.889 | 25.9554 | 25.9531 | 25.9277 | 25.981 | 26.0152 | 25.9629 | 26.0083 | 26.039 | 25.9549 | 25.9994 | 26.0388 | 25.9755 | 26.0129 | 26.0342 | 25.9555 | 25.9929 | 26.0054
80 | -44.3246 | -44.5904 | -44.7105 | -44.2398 | -44.5015 | -44.5741 | -44.1677 | -44.432 | -44.468 | -44.0797 | -44.3153 | -44.3314 | -44.0303 | -44.2621 | -44.2434 | -43.846 | -44.079 | -44.0711 | -43.312 | -43.6123 | -43.6941 | -42.9844 | -43.375 | -43.5456 | -42.6573 | -43.1727 | -43.4852 | -42.592 | -43.1846 | -43.6995 | -42.4251 | -43.1134 | -43.7066 | -42.298 | -43.021 | -43.5449 | -42.3972 | -43.0402 | -43.4306 | -42.6175 | -43.1963 | -43.4669 | -43.0464 | -43.4859 | -43.6917 | -43.5216 | -43.8735 | -43.9719 | -43.8026 | -44.1341 | -44.1124 | -43.9626 | -44.2874 | -44.262 | -44.2276 | -44.5945 | -44.6758 | -44.4436 | -44.8422 | -45.0548 | -44.5741 | -44.9711 | -45.1795 | -44.5693 | -44.9546 | -45.1869 | -44.5908 | -44.9745 | -45.1442 | -44.5027 | -44.8393 | -44.9612 | 29.1312 | 29.1727 | 29.1945 | 29.1076 | 29.1573 | 29.1635 | 29.0939 | 29.1487 | 29.1422 | 29.0809 | 29.1331 | 29.1245 | 29.0753 | 29.1279 | 29.1078 | 28.9837 | 29.0964 | 29.0959 | 28.7837 | 29.022 | 29.0928 | 28.6925 | 28.9906 | 29.1167 | 28.6409 | 28.963 | 29.1625 | 28.5871 | 28.9498 | 29.2302 | 28.578 | 28.9498 | 29.2764 | 28.5799 | 28.9496 | 29.2582 | 28.6173 | 28.9616 | 29.2111 | 28.6085 | 28.9807 | 29.1765 | 28.6613 | 29.0135 | 29.1575 | 28.7903 | 29.0655 | 29.1345 | 28.955 | 29.1207 | 29.1135 | 29.0568 | 29.1465 | 29.1182 | 29.1017 | 29.1784 | 29.1774 | 29.141 | 29.2032 | 29.2428 | 29.1791 | 29.2323 | 29.2682 | 29.1702 | 29.2225 | 29.268 | 29.1933 | 29.2379 | 29.2631 | 29.1733 | 29.2177 | 29.2329

## bt6559_Coeff
| LoadShape |  |  | PV Shape |  |  | Voltage magnitude sensitivity to active power |  | Voltage magnitude sensitivity to reactive power |  | Linear coefficients contribution of power extraction | [8 empty] | Linear coefficients contribution of power injection (1) | [8 empty] | Linear coefficients contribution of power injection (2)
| LS_WK | LS_SA | LS_SU | PV_shape_M1 | PV_shape_M2 | PV_shape_M3 | a_{b,h}^{+} | a_{b,h}^{-} | a_{b,h}^{ind} | a_{b,h}^{cap} | a_(ext,b,1,h)^L | a_(ext,b,2,h)^L | a_(ext,b,3,h)^L | a_(ext,b,4,h)^L | a_(ext,b,5,h)^L | a_(ext,b,6,h)^L | a_(ext,b,7,h)^L | a_(ext,b,8,h)^L | a_(ext,b,9,h)^L | a_(inj1,b,1,h)^L | a_(inj1,b,2,h)^L | a_(inj1,b,3,h)^L | a_(inj1,b,4,h)^L | a_(inj1,b,5,h)^L | a_(inj1,b,6,h)^L | a_(inj1,b,7,h)^L | a_(inj1,b,8,h)^L | a_(inj1,b,9,h)^L | a_(inj2,b,1,h)^L | a_(inj2,b,2,h)^L | a_(inj2,b,3,h)^L | a_(inj2,b,4,h)^L | a_(inj2,b,5,h)^L | a_(inj2,b,6,h)^L | a_(inj2,b,7,h)^L | a_(inj2,b,8,h)^L | a_(inj2,b,9,h)^L
1 | 0.941 | 1 | 0.889 | 0 | 0 | 0 | -1.0068 | 0.77845 | -0.69767 | 0.5085 | 0.17587 | 0.18892 | 0.18785 | 0.17877 | 0.19228 | 0.19102 | 0.17479 | 0.18763 | 0.1873 | -0.02004 | -0.027897 | -0.027802 | -0.022162 | -0.030361 | -0.029918 | -0.020338 | -0.027824 | -0.027738 | 0.063296 | 0.057679 | 0.057802 | 0.062061 | 0.05613 | 0.056022 | 0.063654 | 0.057946 | 0.058016
2 | 0.993 | 0.947 | 0.833 | 0 | 0 | 0 | -1.0005 | 0.77385 | -0.69519 | 0.50781 | 0.17083 | 0.18265 | 0.1819 | 0.17338 | 0.18578 | 0.185 | 0.1716 | 0.18357 | 0.18295 | -0.023334 | -0.024276 | -0.023975 | -0.019609 | -0.026636 | -0.028846 | -0.023918 | -0.024975 | -0.024883 | 0.060658 | 0.060617 | 0.060712 | 0.064235 | 0.058853 | 0.059006 | 0.06016 | 0.059976 | 0.060044
3 | 0.969 | 0.885 | 0.793 | 0 | 0 | 0 | -0.99544 | 0.77097 | -0.69331 | 0.50835 | 0.16665 | 0.17768 | 0.17673 | 0.1697 | 0.18134 | 0.18019 | 0.16935 | 0.18108 | 0.18024 | -0.02089 | -0.021157 | -0.020794 | -0.022676 | -0.023497 | -0.023031 | -0.022514 | -0.023322 | -0.023226 | 0.062492 | 0.062849 | 0.063024 | 0.061045 | 0.061013 | 0.061348 | 0.061095 | 0.061231 | 0.061281
4 | 0.967 | 0.95 | 0.828 | 0 | 0 | 0 | -0.99146 | 0.76922 | -0.69179 | 0.50821 | 0.16359 | 0.17375 | 0.17312 | 0.16843 | 0.17987 | 0.1787 | 0.1665 | 0.17753 | 0.17697 | -0.018919 | -0.025106 | -0.025021 | -0.022025 | -0.022523 | -0.022062 | -0.021035 | -0.021221 | -0.021116 | 0.063922 | 0.05912 | 0.059359 | 0.061499 | 0.061706 | 0.062061 | 0.062424 | 0.06271 | 0.062719
5 | 0.992 | 0.967 | 0.81 | 0.03 | 0 | 0 | -0.98946 | 0.76817 | -0.69118 | 0.50758 | 0.15931 | 0.17284 | 0.17213 | 0.16456 | 0.17967 | 0.17855 | 0.1616 | 0.17575 | 0.17524 | -0.015823 | -0.024658 | -0.025498 | -0.019466 | -0.022489 | -0.022118 | -0.017967 | -0.020838 | -0.020422 | 0.066381 | 0.059641 | 0.059537 | 0.063828 | 0.061957 | 0.062151 | 0.065199 | 0.063435 | 0.063444
6 | 0.97 | 0.957 | 0.77 | 0.15 | 0.13 | 0.07 | -0.9721 | 0.75818 | -0.68486 | 0.50407 | 0.14282 | 0.15527 | 0.1626 | 0.14528 | 0.15807 | 0.16501 | 0.14487 | 0.15755 | 0.16466 | -0.010591 | -0.018612 | -0.017696 | -0.012196 | -0.01422 | -0.019406 | -0.011853 | -0.01371 | -0.019025 | 0.0705 | 0.064334 | 0.065152 | 0.069282 | 0.068256 | 0.063913 | 0.069581 | 0.068424 | 0.06384
7 | 0.896 | 0.876 | 0.745 | 0.34 | 0.28 | 0.27 | -0.94159 | 0.74165 | -0.67144 | 0.50007 | 0.11607 | 0.13216 | 0.13309 | 0.1165 | 0.13273 | 0.13327 | 0.1169 | 0.1332 | 0.13381 | 0 | -0.0085209 | -0.0093958 | 0 | -0.0089201 | -0.0095455 | 0 | -0.0091446 | -0.0097986 | 0.076074 | 0.07247 | 0.071639 | 0.075802 | 0.072118 | 0.071519 | 0.075685 | 0.071913 | 0.071348
8 | 0.873 | 0.883 | 0.695 | 0.53 | 0.49 | 0.43 | -0.91612 | 0.72741 | -0.66093 | 0.49757 | 0.092339 | 0.10379 | 0.11041 | 0.096183 | 0.10888 | 0.11559 | 0.093675 | 0.10571 | 0.11209 | 0 | 0 | 0 | 0 | 0 | 0 | 0 | 0 | 0 | 0.085636 | 0.084183 | 0.079827 | 0.08355 | 0.081533 | 0.0771 | 0.085063 | 0.083353 | 0.079154
9 | 0.781 | 0.808 | 0.695 | 0.77 | 0.71 | 0.62 | -0.89058 | 0.71272 | -0.65275 | 0.49562 | 0.068518 | 0.080496 | 0.089674 | 0.071429 | 0.08443 | 0.093523 | 0.068487 | 0.08081 | 0.089709 | 0 | 0 | 0 | 0 | 0 | 0 | 0 | 0 | 0 | 0.091433 | 0.089028 | 0.08781 | 0.089749 | 0.086875 | 0.085773 | 0.09165 | 0.089125 | 0.088089
10 | 0.686 | 0.739 | 0.652 | 0.85 | 0.82 | 0.77 | -0.88096 | 0.70706 | -0.65029 | 0.49511 | 0.06355 | 0.072923 | 0.077985 | 0.064427 | 0.074269 | 0.079115 | 0.06255 | 0.072138 | 0.076202 | 0 | 0 | 0 | 0 | 0 | 0 | 0 | 0 | 0 | 0.095017 | 0.094275 | 0.090715 | 0.094584 | 0.093656 | 0.090239 | 0.095927 | 0.090154 | 0.092259
11 | 0.681 | 0.715 | 0.623 | 0.94 | 0.92 | 0.93 | -0.8732 | 0.70246 | -0.64834 | 0.49461 | 0.057723 | 0.066787 | 0.066256 | 0.057339 | 0.066373 | 0.065218 | 0.05726 | 0.066522 | 0.065298 | 0 | 0 | 0 | 0 | 0 | 0 | 0 | 0 | 0 | 0.094381 | 0.09382 | 0.094131 | 0.094739 | 0.094148 | 0.094833 | 0.094984 | 0.094283 | 0.094965
12 | 0.748 | 0.77 | 0.623 | 0.95 | 0.94 | 0.95 | -0.87374 | 0.70274 | -0.64851 | 0.49455 | 0.06058 | 0.06963 | 0.068835 | 0.057893 | 0.066384 | 0.064976 | 0.055063 | 0.063193 | 0.061811 | 0 | 0 | 0 | 0 | 0 | 0 | 0 | 0 | 0 | 0.097665 | 0.09244 | 0.092874 | 0.094373 | 0.094461 | 0.095258 | 0.096224 | 0.096428 | 0.097262
13 | 0.631 | 0.825 | 0.813 | 0.85 | 0.8 | 0.82 | -0.88734 | 0.71064 | -0.65262 | 0.49528 | 0.069934 | 0.083119 | 0.081215 | 0.070407 | 0.083772 | 0.081627 | 0.064339 | 0.075965 | 0.074157 | 0 | 0 | 0 | 0 | 0 | 0 | 0 | 0 | 0 | 0.09126 | 0.088376 | 0.089487 | 0.091064 | 0.088141 | 0.089367 | 0.094659 | 0.092547 | 0.093612
14 | 0.636 | 0.74 | 0.808 | 0.71 | 0.67 | 0.69 | -0.8998 | 0.71781 | -0.65666 | 0.49635 | 0.084421 | 0.097734 | 0.095948 | 0.08099 | 0.093644 | 0.091543 | 0.078598 | 0.090407 | 0.088432 | 0 | 0 | 0 | 0 | 0 | 0 | 0 | 0 | 0 | 0.086551 | 0.083929 | 0.084911 | 0.088583 | 0.086281 | 0.087457 | 0.089921 | 0.088042 | 0.089164
15 | 0.692 | 0.779 | 0.713 | 0.52 | 0.55 | 0.49 | -0.92074 | 0.72965 | -0.6648 | 0.49841 | 0.10514 | 0.11185 | 0.11938 | 0.10244 | 0.10904 | 0.11565 | 0.10038 | 0.10661 | 0.11304 | 0 | 0 | 0 | 0 | 0 | 0 | 0 | 0 | 0 | 0.083156 | 0.080029 | 0.075088 | 0.079833 | 0.081842 | 0.077489 | 0.081092 | 0.083289 | 0.079051
16 | 0.739 | 0.77 | 0.727 | 0.36 | 0.32 | 0.26 | -0.94846 | 0.74458 | -0.67665 | 0.50181 | 0.12478 | 0.14099 | 0.1492 | 0.12226 | 0.13788 | 0.14465 | 0.11949 | 0.13494 | 0.14204 | -0.0037801 | -0.0084697 | -0.014695 | -0.0017545 | -0.012261 | -0.011572 | 0 | -0.010116 | -0.0092288 | 0.076106 | 0.072797 | 0.067597 | 0.077804 | 0.069673 | 0.070512 | 0.074265 | 0.071293 | 0.072035
17 | 0.693 | 0.802 | 0.809 | 0.16 | 0.12 | 0.09 | -0.97453 | 0.75921 | -0.68648 | 0.50553 | 0.14944 | 0.16673 | 0.17129 | 0.1476 | 0.16449 | 0.16771 | 0.14411 | 0.16003 | 0.164 | -0.015401 | -0.020347 | -0.024016 | -0.014214 | -0.018504 | -0.021091 | -0.011566 | -0.015793 | -0.018856 | 0.066665 | 0.06314 | 0.060002 | 0.067999 | 0.064841 | 0.062616 | 0.069717 | 0.066582 | 0.064242
18 | 0.709 | 0.725 | 0.716 | 0.03 | 0 | 0 | -0.98804 | 0.76791 | -0.69144 | 0.50786 | 0.16805 | 0.18454 | 0.1856 | 0.16033 | 0.17524 | 0.17518 | 0.15947 | 0.17419 | 0.1744 | -0.022743 | -0.026364 | -0.027457 | -0.016826 | -0.02015 | -0.020535 | -0.016317 | -0.019599 | -0.020249 | 0.061245 | 0.058606 | 0.057631 | 0.065532 | 0.062914 | 0.062335 | 0.06588 | 0.063617 | 0.063072
19 | 0.952 | 0.836 | 0.747 | 0 | 0 | 0 | -0.99687 | 0.77273 | -0.69481 | 0.50942 | 0.17874 | 0.19188 | 0.19223 | 0.16877 | 0.18032 | 0.17956 | 0.16921 | 0.1806 | 0.18039 | -0.022672 | -0.030742 | -0.025069 | -0.022492 | -0.023478 | -0.024124 | -0.022728 | -0.023634 | -0.02368 | 0.061444 | 0.055269 | 0.060054 | 0.061091 | 0.060829 | 0.060633 | 0.060895 | 0.060424 | 0.06051
20 | 1 | 0.884 | 0.788 | 0 | 0 | 0 | -1.0061 | 0.77774 | -0.69769 | 0.51118 | 0.18487 | 0.19899 | 0.19846 | 0.17466 | 0.18761 | 0.18694 | 0.17503 | 0.18807 | 0.18787 | -0.026419 | -0.028766 | -0.029112 | -0.020285 | -0.027708 | -0.027579 | -0.020171 | -0.028332 | -0.028454 | 0.058581 | 0.057712 | 0.057199 | 0.06338 | 0.057708 | 0.057903 | 0.063243 | 0.057525 | 0.057282
21 | 0.905 | 0.884 | 0.855 | 0 | 0 | 0 | -1.0116 | 0.78133 | -0.69945 | 0.51119 | 0.18889 | 0.20495 | 0.20428 | 0.1756 | 0.18859 | 0.18823 | 0.18046 | 0.19426 | 0.19403 | -0.029119 | -0.032024 | -0.032087 | -0.020352 | -0.029146 | -0.02825 | -0.024025 | -0.025846 | -0.025569 | 0.056806 | 0.055378 | 0.054931 | 0.06323 | 0.057347 | 0.057471 | 0.060934 | 0.060187 | 0.059956
22 | 0.881 | 0.968 | 0.824 | 0 | 0 | 0 | -1.0107 | 0.78051 | -0.69894 | 0.51064 | 0.18652 | 0.20181 | 0.20086 | 0.1743 | 0.18715 | 0.18656 | 0.18044 | 0.1945 | 0.19379 | -0.027361 | -0.029978 | -0.029696 | -0.019671 | -0.027497 | -0.027346 | -0.023263 | -0.0255 | -0.031808 | 0.058223 | 0.055939 | 0.056769 | 0.063756 | 0.058151 | 0.058302 | 0.060998 | 0.060193 | 0.054062
23 | 0.891 | 0.945 | 0.873 | 0 | 0 | 0 | -1.0141 | 0.78258 | -0.69975 | 0.51019 | 0.18256 | 0.19695 | 0.19572 | 0.1781 | 0.19138 | 0.1908 | 0.18603 | 0.20149 | 0.2011 | -0.024562 | -0.026993 | -0.026459 | -0.021869 | -0.030122 | -0.03009 | -0.026672 | -0.029429 | -0.029347 | 0.06015 | 0.057945 | 0.059298 | 0.062155 | 0.056202 | 0.056183 | 0.058752 | 0.057546 | 0.057177
24 | 0.829 | 0.949 | 1 | 0 | 0 | 0 | -1.0124 | 0.78133 | -0.69948 | 0.50973 | 0.17865 | 0.19227 | 0.19093 | 0.17906 | 0.19293 | 0.19269 | 0.18359 | 0.19814 | 0.19763 | -0.021866 | -0.030242 | -0.029595 | -0.022237 | -0.030748 | -0.030923 | -0.025099 | -0.027301 | -0.02738 | 0.062273 | 0.056238 | 0.056327 | 0.061835 | 0.055812 | 0.055476 | 0.05982 | 0.058776 | 0.058637

## bt6559_kW_variation
kW_3ph | Voltage variation for power extracted for every hour and every phase | [71 empty] | Voltage variation for power injected for every hour and every phase | [71 empty] | Losses variation for power extracted for every hour | [23 empty] | Losses variation for power injected for every hour | [23 empty] | Power flow variation in the substation for power extracted every hour | [23 empty] | Power flow variation in the substation for power injected every hour
| Vact_1_1_ext | Vact_1_2_ext | Vact_1_3_ext | Vact_2_1_ext | Vact_2_2_ext | Vact_2_3_ext | Vact_3_1_ext | Vact_3_2_ext | Vact_3_3_ext | Vact_4_1_ext | Vact_4_2_ext | Vact_4_3_ext | Vact_5_1_ext | Vact_5_2_ext | Vact_5_3_ext | Vact_6_1_ext | Vact_6_2_ext | Vact_6_3_ext | Vact_7_1_ext | Vact_7_2_ext | Vact_7_3_ext | Vact_8_1_ext | Vact_8_2_ext | Vact_8_3_ext | Vact_9_1_ext | Vact_9_2_ext | Vact_9_3_ext | Vact_10_1_ext | Vact_10_2_ext | Vact_10_3_ext | Vact_11_1_ext | Vact_11_2_ext | Vact_11_3_ext | Vact_12_1_ext | Vact_12_2_ext | Vact_12_3_ext | Vact_13_1_ext | Vact_13_2_ext | Vact_13_3_ext | Vact_14_1_ext | Vact_14_2_ext | Vact_14_3_ext | Vact_15_1_ext | Vact_15_2_ext | Vact_15_3_ext | Vact_16_1_ext | Vact_16_2_ext | Vact_16_3_ext | Vact_17_1_ext | Vact_17_2_ext | Vact_17_3_ext | Vact_18_1_ext | Vact_18_2_ext | Vact_18_3_ext | Vact_19_1_ext | Vact_19_2_ext | Vact_19_3_ext | Vact_20_1_ext | Vact_20_2_ext | Vact_20_3_ext | Vact_21_1_ext | Vact_21_2_ext | Vact_21_3_ext | Vact_22_1_ext | Vact_22_2_ext | Vact_22_3_ext | Vact_23_1_ext | Vact_23_2_ext | Vact_23_3_ext | Vact_24_1_ext | Vact_24_2_ext | Vact_24_3_ext | Vact_1_1_inj | Vact_1_2_inj | Vact_1_3_inj | Vact_2_1_inj | Vact_2_2_inj | Vact_2_3_inj | Vact_3_1_inj | Vact_3_2_inj | Vact_3_3_inj | Vact_4_1_inj | Vact_4_2_inj | Vact_4_3_inj | Vact_5_1_inj | Vact_5_2_inj | Vact_5_3_inj | Vact_6_1_inj | Vact_6_2_inj | Vact_6_3_inj | Vact_7_1_inj | Vact_7_2_inj | Vact_7_3_inj | Vact_8_1_inj | Vact_8_2_inj | Vact_8_3_inj | Vact_9_1_inj | Vact_9_2_inj | Vact_9_3_inj | Vact_10_1_inj | Vact_10_2_inj | Vact_10_3_inj | Vact_11_1_inj | Vact_11_2_inj | Vact_11_3_inj | Vact_12_1_inj | Vact_12_2_inj | Vact_12_3_inj | Vact_13_1_inj | Vact_13_2_inj | Vact_13_3_inj | Vact_14_1_inj | Vact_14_2_inj | Vact_14_3_inj | Vact_15_1_inj | Vact_15_2_inj | Vact_15_3_inj | Vact_16_1_inj | Vact_16_2_inj | Vact_16_3_inj | Vact_17_1_inj | Vact_17_2_inj | Vact_17_3_inj | Vact_18_1_inj | Vact_18_2_inj | Vact_18_3_inj | Vact_19_1_inj | Vact_19_2_inj | Vact_19_3_inj | Vact_20_1_inj | Vact_20_2_inj | Vact_20_3_inj | Vact_21_1_inj | Vact_21_2_inj | Vact_21_3_inj | Vact_22_1_inj | Vact_22_2_inj | Vact_22_3_inj | Vact_23_1_inj | Vact_23_2_inj | Vact_23_3_inj | Vact_24_1_inj | Vact_24_2_inj | Vact_24_3_inj | L_1_ext | L_2_ext | L_3_ext | L_4_ext | L_5_ext | L_6_ext | L_7_ext | L_8_ext | L_9_ext | L_10_ext | L_11_ext | L_12_ext | L_13_ext | L_14_ext | L_15_ext | L_16_ext | L_17_ext | L_18_ext | L_19_ext | L_20_ext | L_21_ext | L_22_ext | L_23_ext | L_24_ext | L_1_inj | L_2_inj | L_3_inj | L_4_inj | L_5_inj | L_6_inj | L_7_inj | L_8_inj | L_9_inj | L_10_inj | L_11_inj | L_12_inj | L_13_inj | L_14_inj | L_15_inj | L_16_inj | L_17_inj | L_18_inj | L_19_inj | L_20_inj | L_21_inj | L_22_inj | L_23_inj | L_24_inj | SE_1_ext | SE_2_ext | SE_3_ext | SE_4_ext | SE_5_ext | SE_6_ext | SE_7_ext | SE_8_ext | SE_9_ext | SE_10_ext | SE_11_ext | SE_12_ext | SE_13_ext | SE_14_ext | SE_15_ext | SE_16_ext | SE_17_ext | SE_18_ext | SE_19_ext | SE_20_ext | SE_21_ext | SE_22_ext | SE_23_ext | SE_24_ext | SE_1_inj | SE_2_inj | SE_3_inj | SE_4_inj | SE_5_inj | SE_6_inj | SE_7_inj | SE_8_inj | SE_9_inj | SE_10_inj | SE_11_inj | SE_12_inj | SE_13_inj | SE_14_inj | SE_15_inj | SE_16_inj | SE_17_inj | SE_18_inj | SE_19_inj | SE_20_inj | SE_21_inj | SE_22_inj | SE_23_inj | SE_24_inj
0 | 0 | 0 | 0 | 0 | 0 | 0 | 0 | 0 | 0 | 0 | 0 | 0 | 0 | 0 | 0 | 0 | 0 | 0 | 0 | 0 | 0 | 0 | 0 | 0 | 0 | 0 | 0 | 0 | 0 | 0 | 0 | 0 | 0 | 0 | 0 | 0 | 0 | 0 | 0 | 0 | 0 | 0 | 0 | 0 | 0 | 0 | 0 | 0 | 0 | 0 | 0 | 0 | 0 | 0 | 0 | 0 | 0 | 0 | 0 | 0 | 0 | 0 | 0 | 0 | 0 | 0 | 0 | 0 | 0 | 0 | 0 | 0 | 0 | 0 | 0 | 0 | 0 | 0 | 0 | 0 | 0 | 0 | 0 | 0 | 0 | 0 | 0 | 0 | 0 | 0 | 0 | 0 | 0 | 0 | 0 | 0 | 0 | 0 | 0 | 0 | 0 | 0 | 0 | 0 | 0 | 0 | 0 | 0 | 0 | 0 | 0 | 0 | 0 | 0 | 0 | 0 | 0 | 0 | 0 | 0 | 0 | 0 | 0 | 0 | 0 | 0 | 0 | 0 | 0 | 0 | 0 | 0 | 0 | 0 | 0 | 0 | 0 | 0 | 0 | 0 | 0 | 0 | 0 | 0 | 0 | 0 | 0 | 0 | 0 | 0 | 0 | 0 | 0 | 0 | 0 | 0 | 0 | 0 | 0 | 0 | 0 | 0 | 0 | 0 | 0 | 0 | 0 | 0 | 0 | 0 | 0 | 0 | 0 | 0 | 0 | 0 | 0 | 0 | 0 | 0 | 0 | 0 | 0 | 0 | 0 | 0 | 0 | 0 | 0 | 0 | 0 | 0 | 0 | 0 | 0 | 0 | 0 | 0 | 0 | 0 | 0 | 0 | 0 | 0 | 0 | 0 | 0 | 0 | 0 | 0 | 0 | 0 | 0 | 0 | 0 | 0 | 0 | 0 | 0 | 0 | 0 | 0 | 0 | 0 | 0 | 0 | 0 | 0 | 0 | 0 | 0 | 0 | 0 | 0 | 0 | 0 | 0 | 0 | 0 | 0
5 | -1.4469 | -1.4704 | -1.4747 | -1.4378 | -1.4604 | -1.4667 | -1.4343 | -1.4568 | -1.4626 | -1.4299 | -1.4509 | -1.4566 | -1.4273 | -1.4491 | -1.454 | -1.4339 | -1.4349 | -1.4392 | -1.3773 | -1.3938 | -1.3973 | -1.3516 | -1.3647 | -1.3673 | -1.3254 | -1.334 | -1.3356 | -1.3109 | -1.3174 | -1.3185 | -1.2981 | -1.3036 | -1.305 | -1.2938 | -1.2984 | -1.3002 | -1.3073 | -1.314 | -1.316 | -1.3229 | -1.3315 | -1.3348 | -1.352 | -1.3656 | -1.3702 | -1.3851 | -1.4023 | -1.4071 | -1.4106 | -1.4306 | -1.4355 | -1.4237 | -1.444 | -1.449 | -1.432 | -1.4533 | -1.4588 | -1.4419 | -1.4654 | -1.4714 | -1.451 | -1.4769 | -1.4845 | -1.452 | -1.4769 | -1.4851 | -1.4763 | -1.4913 | -1.5019 | -1.4741 | -1.4859 | -1.4956 | 1.4364 | 1.4498 | 1.4505 | 1.414 | 1.4363 | 1.4424 | 1.4144 | 1.4328 | 1.4386 | 1.4065 | 1.4272 | 1.4327 | 1.404 | 1.4255 | 1.4302 | 1.391 | 1.4119 | 1.4157 | 1.3561 | 1.3722 | 1.3757 | 1.3313 | 1.3442 | 1.3468 | 1.3061 | 1.3146 | 1.3161 | 1.2922 | 1.2985 | 1.2995 | 1.2798 | 1.2852 | 1.2864 | 1.2756 | 1.2801 | 1.2818 | 1.2887 | 1.2952 | 1.2972 | 1.3037 | 1.3121 | 1.3153 | 1.3317 | 1.345 | 1.3495 | 1.3635 | 1.3804 | 1.3851 | 1.388 | 1.4077 | 1.4124 | 1.4005 | 1.4205 | 1.4254 | 1.4084 | 1.4294 | 1.4348 | 1.4179 | 1.441 | 1.4469 | 1.4266 | 1.4521 | 1.4595 | 1.4275 | 1.452 | 1.4601 | 1.4799 | 1.4658 | 1.4764 | 1.4476 | 1.4605 | 1.4702 | 0.309 | 0.29332 | 0.28369 | 0.27301 | 0.26626 | 0.23013 | 0.11306 | 0.031682 | -0.05361 | -0.10714 | -0.15108 | -0.16497 | -0.11529 | -0.059379 | 0.033782 | 0.14227 | 0.22628 | 0.26641 | 0.28685 | 0.3124 | 0.33269 | 0.33279 | 0.35535 | 0.34842 | -0.24498 | -0.22297 | -0.2143 | -0.20347 | -0.19696 | -0.1597 | -0.048993 | 0.029444 | 0.1123 | 0.16447 | 0.20743 | 0.22074 | 0.17219 | 0.11782 | 0.027527 | -0.077372 | -0.15854 | -0.19751 | -0.2169 | -0.24107 | -0.26035 | -0.25955 | -0.28539 | -0.27343 | 5.1266 | 5.1276 | 5.1254 | 5.124 | 5.1221 | 5.0953 | 5.0085 | 4.9375 | 4.8612 | 4.8092 | 4.7618 | 4.7589 | 4.7991 | 4.8482 | 4.9283 | 5.0251 | 5.1011 | 5.1338 | 5.1305 | 5.1351 | 5.1292 | 5.1266 | 5.0908 | 5.1172 | -5.0489 | -5.0616 | -5.0584 | -5.0582 | -5.057 | -5.0363 | -4.947 | -4.8792 | -4.8049 | -4.7541 | -4.7079 | -4.7057 | -4.7442 | -4.792 | -4.87 | -4.9638 | -5.0364 | -5.0686 | -5.065 | -5.0689 | -5.0632 | -5.0608 | -5.0281 | -5.0504
10 | -2.9156 | -2.9637 | -2.9751 | -2.9005 | -2.946 | -2.9588 | -2.8933 | -2.9387 | -2.9505 | -2.8844 | -2.9267 | -2.9381 | -2.879 | -2.9229 | -2.9329 | -2.8713 | -2.894 | -2.9024 | -2.7768 | -2.81 | -2.8172 | -2.7243 | -2.7507 | -2.7561 | -2.6709 | -2.6882 | -2.6914 | -2.6413 | -2.6543 | -2.6567 | -2.6153 | -2.6265 | -2.6291 | -2.6065 | -2.6159 | -2.6195 | -2.634 | -2.6475 | -2.6516 | -2.6658 | -2.6831 | -2.6898 | -2.7252 | -2.7526 | -2.7619 | -2.7927 | -2.8274 | -2.8372 | -2.8953 | -2.8852 | -2.8956 | -2.8716 | -2.9126 | -2.9226 | -2.8885 | -2.9315 | -2.9428 | -2.9089 | -2.9562 | -2.9685 | -2.9738 | -2.9796 | -2.9955 | -2.9458 | -2.9815 | -2.9965 | -2.9677 | -3.0081 | -3.0305 | -3.0071 | -2.9978 | -3.0181 | 2.8329 | 2.8699 | 2.8769 | 2.8057 | 2.8494 | 2.8615 | 2.8162 | 2.8426 | 2.8541 | 2.7907 | 2.8316 | 2.8425 | 2.7857 | 2.8283 | 2.8377 | 2.7601 | 2.8016 | 2.8093 | 2.6917 | 2.7238 | 2.7306 | 2.6432 | 2.6687 | 2.6738 | 2.5937 | 2.6104 | 2.6134 | 2.5663 | 2.5787 | 2.5809 | 2.5419 | 2.5525 | 2.555 | 2.5338 | 2.5426 | 2.546 | 2.5594 | 2.5723 | 2.5761 | 2.5889 | 2.6055 | 2.6118 | 2.6439 | 2.6703 | 2.6792 | 2.7062 | 2.7397 | 2.7491 | 2.7543 | 2.7933 | 2.8027 | 2.8012 | 2.8184 | 2.8283 | 2.7944 | 2.836 | 2.8467 | 2.8323 | 2.8587 | 2.8705 | 2.8299 | 2.8804 | 2.8951 | 2.8317 | 2.8804 | 2.8962 | 2.8965 | 2.9076 | 2.928 | 2.8577 | 2.8971 | 2.9159 | 0.69117 | 0.66016 | 0.64114 | 0.61821 | 0.60461 | 0.52788 | 0.2924 | 0.12705 | -0.046331 | -0.15501 | -0.2439 | -0.27232 | -0.17132 | -0.057951 | 0.13165 | 0.35204 | 0.53088 | 0.6046 | 0.64659 | 0.69942 | 0.74334 | 0.74139 | 0.78378 | 0.77326 | -0.4139 | -0.3784 | -0.36258 | -0.34019 | -0.32744 | -0.25408 | -0.036607 | 0.11802 | 0.28128 | 0.38434 | 0.46927 | 0.49567 | 0.39958 | 0.29252 | 0.11434 | -0.092288 | -0.25209 | -0.33186 | -0.36673 | -0.41797 | -0.45142 | -0.45104 | -0.49664 | -0.47539 | 10.3229 | 10.3234 | 10.3169 | 10.3155 | 10.3121 | 10.2611 | 10.0797 | 9.9363 | 9.7806 | 9.6754 | 9.5792 | 9.5738 | 9.6546 | 9.7546 | 9.9178 | 10.115 | 10.258 | 10.3358 | 10.3295 | 10.3383 | 10.3114 | 10.3176 | 10.2509 | 10.2751 | -10.0494 | -10.0603 | -10.0515 | -10.054 | -10.0517 | -10.0107 | -9.8356 | -9.7019 | -9.5553 | -9.4552 | -9.3636 | -9.3586 | -9.4356 | -9.5298 | -9.6835 | -9.8679 | -10.011 | -10.0701 | -10.0673 | -10.0658 | -10.0624 | -10.0565 | -10.0165 | -10.0453
15 | -4.4107 | -4.4839 | -4.5025 | -4.3892 | -4.4582 | -4.4775 | -4.3782 | -4.4468 | -4.4648 | -4.3644 | -4.4284 | -4.4458 | -4.3561 | -4.4227 | -4.4378 | -4.3404 | -4.3784 | -4.3911 | -4.1994 | -4.2497 | -4.2606 | -4.1189 | -4.159 | -4.1671 | -4.0372 | -4.0635 | -4.0683 | -3.992 | -4.0118 | -4.0153 | -3.9522 | -3.9692 | -3.9733 | -3.9388 | -3.9531 | -3.9586 | -3.9808 | -4.0014 | -4.0076 | -4.0295 | -4.0558 | -4.0658 | -4.1204 | -4.162 | -4.176 | -4.2239 | -4.2763 | -4.2912 | -4.3542 | -4.365 | -4.3805 | -4.3574 | -4.5013 | -4.4228 | -4.3709 | -4.4359 | -4.453 | -4.4022 | -4.4738 | -4.4924 | -4.4874 | -4.5175 | -4.5337 | -4.4835 | -4.5118 | -4.5354 | -4.4686 | -4.5493 | -4.5872 | -4.5434 | -4.5339 | -4.5682 | 4.2074 | 4.2676 | 4.2809 | 4.1788 | 4.2404 | 4.2585 | 4.1881 | 4.2304 | 4.2474 | 4.1533 | 4.2142 | 4.2304 | 4.146 | 4.2093 | 4.2234 | 4.1084 | 4.1701 | 4.1815 | 4.0078 | 4.0555 | 4.0656 | 3.9363 | 3.9743 | 3.9818 | 3.8635 | 3.8882 | 3.8926 | 3.823 | 3.8414 | 3.8446 | 3.787 | 3.8027 | 3.8064 | 3.775 | 3.788 | 3.793 | 3.8128 | 3.8319 | 3.8376 | 3.8563 | 3.881 | 3.8903 | 3.9373 | 3.9766 | 3.9897 | 4.0291 | 4.0789 | 4.0928 | 4.0998 | 4.1578 | 4.1717 | 4.1584 | 4.1948 | 4.2093 | 4.1587 | 4.2206 | 4.2366 | 4.2054 | 4.254 | 4.2715 | 4.2199 | 4.2933 | 4.3077 | 4.2145 | 4.2867 | 4.3094 | 4.2933 | 4.3261 | 4.3561 | 4.2453 | 4.3106 | 4.3384 | 1.1509 | 1.1034 | 1.0741 | 1.039 | 1.0181 | 0.89993 | 0.54081 | 0.28837 | 0.023947 | -0.14133 | -0.27658 | -0.31978 | -0.16606 | 0.0066468 | 0.29584 | 0.63198 | 0.90045 | 1.0305 | 1.0824 | 1.1634 | 1.2305 | 1.2279 | 1.2909 | 1.2718 | -0.51715 | -0.46901 | -0.4453 | -0.41269 | -0.3941 | -0.28562 | 0.035048 | 0.26373 | 0.50514 | 0.65786 | 0.7839 | 0.82275 | 0.6805 | 0.52185 | 0.25861 | -0.04694 | -0.28309 | -0.39933 | -0.4518 | -0.5252 | -0.57875 | -0.57509 | -0.64062 | -0.60995 | 15.5912 | 15.5903 | 15.581 | 15.5776 | 15.5728 | 15.4953 | 15.2177 | 14.9982 | 14.761 | 14.6005 | 14.4544 | 14.4466 | 14.569 | 14.7213 | 14.9705 | 15.271 | 15.4923 | 15.59 | 15.6 | 15.6143 | 15.5565 | 15.5598 | 15.4835 | 15.5006 | -14.9893 | -14.9973 | -14.9872 | -14.9894 | -14.986 | -14.9254 | -14.6675 | -14.4696 | -14.2527 | -14.1047 | -13.9692 | -13.9615 | -14.0759 | -14.2152 | -14.4422 | -14.7146 | -14.9264 | -15.0166 | -15.009 | -15.0115 | -14.9956 | -14.9924 | -14.9423 | -14.9787
20 | -5.98 | -6.0393 | -6.0587 | -5.9052 | -5.9981 | -6.0241 | -5.8902 | -5.9825 | -6.0068 | -5.8714 | -5.9575 | -5.981 | -5.8657 | -5.9496 | -5.9701 | -5.8428 | -5.8892 | -5.9066 | -5.6463 | -5.7139 | -5.7286 | -5.5366 | -5.5905 | -5.6015 | -5.4253 | -5.4607 | -5.4673 | -5.3637 | -5.3905 | -5.3953 | -5.3097 | -5.3328 | -5.3383 | -5.2916 | -5.3108 | -5.3182 | -5.3487 | -5.3764 | -5.3848 | -5.4149 | -5.4503 | -5.4639 | -5.5387 | -5.5947 | -5.6135 | -5.6797 | -5.7503 | -5.7703 | -5.8609 | -5.8712 | -5.8922 | -5.8655 | -6.0222 | -5.9498 | -5.8848 | -5.9677 | -5.9909 | -5.9707 | -6.0218 | -6.0449 | -6.0341 | -6.0721 | -6.1007 | -6.0428 | -6.0754 | -6.1032 | -6.0171 | -6.1247 | -6.1735 | -6.0689 | -6.0974 | -6.1475 | 5.5623 | 5.6438 | 5.6631 | 5.5455 | 5.6119 | 5.6341 | 5.5339 | 5.5972 | 5.6195 | 5.4953 | 5.5759 | 5.5973 | 5.4863 | 5.6628 | 5.5874 | 5.4367 | 5.5183 | 5.5333 | 5.3049 | 5.3681 | 5.3815 | 5.2114 | 5.2616 | 5.2715 | 5.116 | 5.1486 | 5.1544 | 5.0628 | 5.0872 | 5.0913 | 5.0156 | 5.0363 | 5.0411 | 4.9999 | 5.0171 | 5.0236 | 5.0494 | 5.0747 | 5.0822 | 5.1066 | 5.1391 | 5.1514 | 5.2126 | 5.2645 | 5.2818 | 5.3328 | 5.3987 | 5.4171 | 5.4253 | 5.5021 | 5.5204 | 5.4951 | 5.5505 | 5.5696 | 5.5023 | 5.5842 | 5.6053 | 5.5574 | 5.6279 | 5.6509 | 5.5802 | 5.6779 | 5.6983 | 5.5836 | 5.6774 | 5.7005 | 5.6769 | 5.7223 | 5.7617 | 5.6112 | 5.702 | 5.7386 | 1.6965 | 1.627 | 1.5867 | 1.5388 | 1.5108 | 1.3496 | 0.86108 | 0.51845 | 0.15953 | -0.063721 | -0.24646 | -0.30516 | -0.097326 | 0.13653 | 0.52889 | 0.98519 | 1.35 | 1.5218 | 1.5982 | 1.7112 | 1.7968 | 1.7964 | 1.8826 | 1.8507 | -0.55737 | -0.49906 | -0.46515 | -0.42328 | -0.41198 | -0.25594 | 0.1642 | 0.46447 | 0.78206 | 0.98336 | 1.1496 | 1.2005 | 1.0132 | 0.80426 | 0.45815 | 0.056624 | -0.25364 | -0.40531 | -0.47454 | -0.56929 | -0.63944 | -0.63742 | -0.72148 | -0.67995 | 20.9152 | 20.9324 | 20.9198 | 20.9143 | 20.9057 | 20.7997 | 20.4238 | 20.1257 | 19.8037 | 19.5869 | 19.3893 | 19.3774 | 19.5444 | 19.7505 | 20.089 | 20.4972 | 20.7944 | 20.9272 | 20.9431 | 20.9493 | 20.8632 | 20.8596 | 20.7751 | 20.8104 | -19.8716 | -19.8707 | -19.8664 | -19.8667 | -19.8572 | -19.773 | -19.4448 | -19.1849 | -18.8995 | -18.7047 | -18.5254 | -18.5153 | -18.6661 | -18.8497 | -19.1481 | -19.5063 | -19.7843 | -19.9047 | -19.892 | -19.8985 | -19.8754 | -19.8652 | -19.8048 | -19.8528
25 | -7.5618 | -7.613 | -7.6443 | -7.4807 | -7.567 | -7.6003 | -7.4379 | -7.5474 | -7.578 | -7.4066 | -7.5153 | -7.545 | -7.4157 | -7.5052 | -7.5314 | -7.3601 | -7.4279 | -7.4497 | -7.1184 | -7.2038 | -7.2224 | -6.9782 | -7.0463 | -7.0602 | -6.836 | -6.8808 | -6.8891 | -6.7575 | -6.7913 | -6.7975 | -6.6887 | -6.7179 | -6.725 | -6.6655 | -6.69 | -6.6991 | -6.7384 | -6.7735 | -6.7842 | -6.8229 | -6.8677 | -6.8849 | -6.981 | -7.0517 | -7.0756 | -7.1613 | -7.2503 | -7.2757 | -7.3758 | -7.405 | -7.4313 | -7.3948 | -7.5713 | -7.505 | -7.4225 | -7.5284 | -7.5577 | -7.547 | -7.6006 | -7.627 | -7.5869 | -7.6616 | -7.6978 | -7.5926 | -7.6635 | -7.701 | -7.5772 | -7.7235 | -7.7908 | -7.6454 | -7.6925 | -7.7576 | 6.9172 | 6.9992 | 7.025 | 6.8742 | 6.9613 | 6.989 | 6.8597 | 6.9436 | 6.9711 | 6.8175 | 6.9176 | 6.9439 | 6.8061 | 7.0035 | 6.9318 | 6.7456 | 6.8468 | 6.8654 | 6.5839 | 6.6623 | 6.6788 | 6.4691 | 6.5312 | 6.5435 | 6.3518 | 6.3922 | 6.3994 | 6.2865 | 6.3166 | 6.3216 | 6.2283 | 6.2539 | 6.2598 | 6.209 | 6.2302 | 6.2382 | 6.2699 | 6.3012 | 6.3104 | 6.3402 | 6.3804 | 6.3957 | 6.4704 | 6.5348 | 6.5562 | 6.618 | 6.6998 | 6.7225 | 6.7315 | 6.8268 | 6.8495 | 6.8122 | 6.8864 | 6.9098 | 6.8307 | 6.9276 | 6.9537 | 6.8922 | 6.9812 | 7.0096 | 6.9319 | 7.0511 | 7.0677 | 6.9263 | 7.0428 | 7.0706 | 7.0251 | 7.0972 | 7.1457 | 6.9563 | 7.0722 | 7.1173 | 2.3221 | 2.2359 | 2.183 | 2.1211 | 2.0871 | 1.878 | 1.2564 | 0.81993 | 0.36367 | 0.080074 | -0.15151 | -0.22493 | 0.037571 | 0.33437 | 0.83385 | 1.4146 | 1.8764 | 2.0941 | 2.1968 | 2.3422 | 2.4481 | 2.4466 | 2.5597 | 2.519 | -0.53866 | -0.4666 | -0.42476 | -0.37412 | -0.35841 | -0.16863 | 0.34858 | 0.71873 | 1.1102 | 1.3592 | 1.5647 | 1.6277 | 1.396 | 1.1379 | 0.71142 | 0.2164 | -0.16571 | -0.35204 | -0.43788 | -0.55319 | -0.64199 | -0.63646 | -0.7367 | -0.68748 | 26.3122 | 26.3441 | 26.3349 | 26.3282 | 26.3108 | 26.1822 | 25.7015 | 25.3221 | 24.9121 | 24.6365 | 24.3866 | 24.3649 | 24.5832 | 24.8451 | 25.2758 | 25.7955 | 26.1751 | 26.3429 | 26.3658 | 26.3432 | 26.2496 | 26.2472 | 26.154 | 26.1836 | -24.6874 | -24.6972 | -24.6898 | -24.6875 | -24.6844 | -24.5752 | -24.1689 | -23.8485 | -23.4969 | -23.256 | -23.0347 | -23.0217 | -23.2088 | -23.4353 | -23.8029 | -24.2441 | -24.5865 | -24.7367 | -24.7175 | -24.7268 | -24.6925 | -24.6853 | -24.6192 | -24.6703
30 | -9.1613 | -9.2253 | -9.2612 | -9.0525 | -9.1622 | -9.2071 | -9.0269 | -9.1393 | -9.1798 | -8.9858 | -9.1025 | -9.1393 | -8.9907 | -9.0906 | -9.1224 | -8.9044 | -8.9957 | -9.0221 | -8.6172 | -8.7205 | -8.7432 | -8.445 | -8.5275 | -8.5444 | -8.2705 | -8.3248 | -8.335 | -8.1743 | -8.2154 | -8.2229 | -8.0901 | -8.1257 | -8.1343 | -8.0617 | -8.0915 | -8.1024 | -8.1509 | -8.1936 | -8.2066 | -8.2546 | -8.3089 | -8.3298 | -8.4486 | -8.5343 | -8.5633 | -8.6699 | -8.7778 | -8.8087 | -8.92 | -8.9678 | -8.9996 | -8.9736 | -9.1509 | -9.0905 | -9.0168 | -9.1175 | -9.155 | -9.1332 | -9.2014 | -9.2398 | -9.1802 | -9.2783 | -9.3269 | -9.1809 | -9.2807 | -9.3306 | -9.1728 | -9.3624 | -9.4414 | -9.2419 | -9.3164 | -9.4003 | 8.2312 | 8.3352 | 8.3668 | 8.1835 | 8.2911 | 8.3242 | 8.1663 | 8.2706 | 8.3032 | 8.1207 | 8.2399 | 8.2712 | 8.1084 | 8.3247 | 8.2569 | 8.0359 | 8.1565 | 8.1786 | 7.8454 | 7.9387 | 7.9583 | 7.71 | 7.784 | 7.7985 | 7.5716 | 7.6196 | 7.6281 | 7.4945 | 7.5301 | 7.5361 | 7.4256 | 7.4559 | 7.4629 | 7.4029 | 7.4279 | 7.4374 | 7.4749 | 7.5119 | 7.5229 | 7.5578 | 7.6056 | 7.6237 | 7.7115 | 7.7881 | 7.8135 | 7.8855 | 7.9829 | 8.0099 | 8.0192 | 8.1328 | 8.1597 | 8.1104 | 8.203 | 8.2309 | 8.1513 | 8.2515 | 8.2826 | 8.2045 | 8.3148 | 8.3484 | 8.251 | 8.3942 | 8.4171 | 8.2545 | 8.3925 | 8.4203 | 8.3532 | 8.4516 | 8.509 | 8.2814 | 8.422 | 8.4758 | 3.0364 | 2.9295 | 2.8661 | 2.7904 | 2.7478 | 2.4903 | 1.73 | 1.1962 | 0.63834 | 0.29281 | 0.011076 | -0.078019 | 0.2411 | 0.60315 | 1.2136 | 1.924 | 2.4868 | 2.7542 | 2.8826 | 3.0577 | 3.1905 | 3.1872 | 3.3291 | 3.277 | -0.46082 | -0.3758 | -0.32654 | -0.26746 | -0.24751 | -0.025089 | 0.58665 | 1.0247 | 1.4884 | 1.7839 | 2.0282 | 2.1023 | 1.8276 | 1.5216 | 1.0164 | 0.43035 | -0.021632 | -0.24127 | -0.34474 | -0.47733 | -0.58129 | -0.57778 | -0.69144 | -0.64439 | 31.7781 | 31.8327 | 31.8193 | 31.8186 | 31.7982 | 31.6445 | 31.0542 | 30.5896 | 30.0887 | 29.7525 | 29.4485 | 29.4163 | 29.6876 | 30.0076 | 30.5339 | 31.1704 | 31.6343 | 31.835 | 31.8538 | 31.8153 | 31.7142 | 31.7134 | 31.6127 | 31.6415 | -29.4539 | -29.4678 | -29.4584 | -29.455 | -29.4558 | -29.3241 | -28.842 | -28.4629 | -28.0467 | -27.7608 | -27.4976 | -27.4819 | -27.7043 | -27.9729 | -28.4084 | -28.9306 | -29.3352 | -29.514 | -29.4866 | -29.5025 | -29.4627 | -29.4483 | -29.3784 | -29.4309
35 | -10.7702 | -10.868 | -10.9109 | -10.6963 | -10.7897 | -10.847 | -10.6511 | -10.7623 | -10.814 | -10.595 | -10.7173 | -10.7652 | -10.5928 | -10.7034 | -10.7452 | -10.51 | -10.5943 | -10.6257 | -10.1438 | -10.2656 | -10.2923 | -9.938 | -10.0353 | -10.0553 | -9.7298 | -9.7939 | -9.806 | -9.6151 | -9.6636 | -9.6725 | -9.5149 | -9.557 | -9.5672 | -9.4809 | -9.5163 | -9.5291 | -9.5873 | -9.6377 | -9.6532 | -9.711 | -9.7751 | -9.7998 | -9.9426 | -10.0436 | -10.0778 | -10.207 | -10.3342 | -10.3706 | -10.5101 | -10.5611 | -10.5989 | -10.589 | -10.758 | -10.7072 | -10.6368 | -10.7354 | -10.7843 | -10.755 | -10.8349 | -10.886 | -10.8201 | -10.9331 | -10.9905 | -10.7905 | -10.9346 | -10.9939 | -10.7978 | -11.036 | -11.1225 | -10.8648 | -10.993 | -11.0751 | 9.5265 | 9.6523 | 9.6896 | 9.4743 | 9.602 | 9.6405 | 9.4544 | 9.5788 | 9.6164 | 9.4055 | 9.5435 | 9.5797 | 9.3945 | 9.6273 | 9.5633 | 9.3084 | 9.448 | 9.4735 | 9.09 | 9.198 | 9.2206 | 8.9346 | 9.0202 | 9.037 | 8.7758 | 8.8313 | 8.841 | 8.6873 | 8.7284 | 8.7353 | 8.6081 | 8.643 | 8.651 | 8.5819 | 8.6108 | 8.6217 | 8.6647 | 8.7074 | 8.72 | 8.7599 | 8.8151 | 8.836 | 8.9363 | 9.0249 | 9.0542 | 9.1359 | 9.2486 | 9.2798 | 9.2891 | 9.4207 | 9.4517 | 9.3905 | 9.5012 | 9.5333 | 9.4484 | 9.5566 | 9.5927 | 9.5048 | 9.6293 | 9.6681 | 9.5547 | 9.7206 | 9.7468 | 9.5554 | 9.7161 | 9.7506 | 9.662 | 9.7862 | 9.8523 | 9.5873 | 9.7523 | 9.8143 | 3.8418 | 3.7176 | 3.6404 | 3.5484 | 3.4985 | 3.1935 | 2.2855 | 1.6502 | 0.98709 | 0.57768 | 0.24386 | 0.13871 | 0.51611 | 0.94571 | 1.6719 | 2.517 | 3.1865 | 3.5025 | 3.6583 | 3.8683 | 4.0303 | 4.0211 | 4.1935 | 4.1294 | -0.32449 | -0.2285 | -0.17215 | -0.10512 | -0.081102 | 0.17331 | 0.87663 | 1.3808 | 1.9151 | 2.2561 | 2.5382 | 2.6236 | 2.3064 | 1.9534 | 1.372 | 0.69723 | 0.17697 | -0.075342 | -0.1951 | -0.34737 | -0.46353 | -0.45891 | -0.58845 | -0.53415 | 37.3295 | 37.3856 | 37.3796 | 37.3694 | 37.3609 | 37.1825 | 36.4849 | 35.9318 | 35.3362 | 34.9373 | 34.5773 | 34.5345 | 34.8607 | 35.2404 | 35.8671 | 36.6242 | 37.1729 | 37.3996 | 37.4119 | 37.3656 | 37.2475 | 37.2655 | 37.1494 | 37.1797 | -34.1734 | -34.1855 | -34.1748 | -34.1695 | -34.1736 | -34.0209 | -33.4655 | -33.0294 | -32.5496 | -32.22 | -31.9161 | -31.8974 | -32.1548 | -32.4646 | -32.9656 | -33.5669 | -34.0325 | -34.239 | -34.2047 | -34.2201 | -34.1782 | -34.1639 | -34.0852 | -34.141
40 | -12.4307 | -12.5581 | -12.5949 | -12.342 | -12.4584 | -12.521 | -12.2924 | -12.4207 | -12.482 | -12.2594 | -12.3666 | -12.4262 | -12.2367 | -12.3496 | -12.4016 | -12.1275 | -12.2209 | -12.2615 | -11.6998 | -11.8404 | -11.8714 | -11.4588 | -11.5711 | -11.5943 | -11.2151 | -11.2892 | -11.3032 | -11.081 | -11.1372 | -11.1476 | -10.9642 | -11.0129 | -11.0249 | -10.9244 | -10.9655 | -10.9802 | -11.0487 | -11.1071 | -11.125 | -11.1933 | -11.2674 | -11.296 | -11.4643 | -11.581 | -11.6206 | -11.7741 | -11.9208 | -11.963 | -12.135 | -12.1824 | -12.23 | -12.2393 | -12.396 | -12.3573 | -12.2739 | -12.3867 | -12.4473 | -12.4013 | -12.5173 | -12.5664 | -12.4635 | -12.6235 | -12.6851 | -12.4342 | -12.6245 | -12.6889 | -12.4557 | -12.7335 | -12.846 | -12.5176 | -12.6823 | -12.7822 | 10.8023 | 10.9495 | 10.9925 | 10.7471 | 10.8947 | 10.9384 | 10.7248 | 10.8689 | 10.9113 | 10.6727 | 10.8293 | 10.8702 | 10.6595 | 10.9121 | 10.8517 | 10.5636 | 10.7219 | 10.7508 | 10.3182 | 10.4407 | 10.4663 | 10.1436 | 10.2407 | 10.2596 | 9.965 | 10.0279 | 10.0388 | 9.8654 | 9.9119 | 9.9196 | 9.7762 | 9.8155 | 9.8246 | 9.7467 | 9.7792 | 9.7915 | 9.8399 | 9.8882 | 9.9024 | 9.947 | 10.0095 | 10.0331 | 10.1453 | 10.2458 | 10.279 | 10.3697 | 10.4975 | 10.5328 | 10.5418 | 10.6911 | 10.7262 | 10.7043 | 10.7808 | 10.8178 | 10.7169 | 10.8439 | 10.8846 | 10.7803 | 10.9255 | 10.9693 | 10.8364 | 11.0257 | 11.0579 | 10.8379 | 11.0216 | 11.0623 | 10.9521 | 11.1019 | 11.1765 | 10.8746 | 11.0637 | 11.1337 | 4.7451 | 4.5987 | 4.509 | 4.4062 | 4.3436 | 3.9859 | 2.9272 | 2.1857 | 1.4131 | 0.93717 | 0.54981 | 0.4278 | 0.86573 | 1.3653 | 2.212 | 3.1975 | 3.976 | 4.3448 | 4.5278 | 4.7753 | 4.963 | 4.9537 | 5.1587 | 5.0801 | -0.13282 | -0.026964 | 0.035653 | 0.11112 | 0.13927 | 0.42437 | 1.217 | 1.7855 | 2.3885 | 2.7742 | 3.0938 | 3.1896 | 2.8312 | 2.4323 | 1.7762 | 1.0149 | 0.4284 | 0.13592 | 0.01013 | -0.15978 | -0.28965 | -0.29984 | -0.4285 | -0.36754 | 42.9533 | 43.028 | 43.0241 | 43.0278 | 43.0073 | 42.8015 | 41.9979 | 41.3519 | 40.658 | 40.1943 | 39.7761 | 39.7222 | 40.1053 | 40.5473 | 41.2779 | 42.1617 | 42.7845 | 43.0431 | 43.0565 | 43.0043 | 42.8817 | 42.8995 | 42.7761 | 42.809 | -38.8309 | -38.8522 | -38.8401 | -38.834 | -38.8426 | -38.6678 | -38.0409 | -37.5493 | -37.0076 | -36.6349 | -36.2909 | -36.2698 | -36.5612 | -36.9109 | -37.4768 | -38.1546 | -38.6792 | -38.9046 | -38.8754 | -38.892 | -38.8449 | -38.8184 | -38.7409 | -38.7998
45 | -14.0999 | -14.2617 | -14.3107 | -14.022 | -14.1716 | -14.2277 | -13.9587 | -14.1303 | -14.1844 | -13.9286 | -14.0648 | -14.1217 | -13.9031 | -14.0378 | -14.0932 | -13.7653 | -13.8815 | -13.9315 | -13.2867 | -13.4465 | -13.4818 | -13.0086 | -13.1362 | -13.1628 | -12.7277 | -12.812 | -12.8281 | -12.5733 | -12.6373 | -12.6492 | -12.4391 | -12.4947 | -12.5084 | -12.3933 | -12.4402 | -12.4569 | -12.5362 | -12.6028 | -12.6233 | -12.7028 | -12.7871 | -12.8198 | -13.0152 | -13.1479 | -13.1931 | -13.3788 | -13.539 | -13.5875 | -13.7635 | -13.8361 | -13.8951 | -13.9179 | -14.0754 | -14.0433 | -13.9313 | -14.089 | -14.1459 | -14.0661 | -14.2293 | -14.286 | -14.1405 | -14.3387 | -14.4301 | -14.1153 | -14.3397 | -14.4346 | -14.1512 | -14.4691 | -14.607 | -14.2104 | -14.4135 | -14.5436 | 12.0645 | 12.2299 | 12.2784 | 12.0028 | 12.1701 | 12.2189 | 11.9779 | 12.1415 | 12.1888 | 11.9228 | 12.0977 | 12.1432 | 11.9075 | 12.1796 | 12.1228 | 11.8601 | 11.9774 | 12.0105 | 11.5307 | 11.6675 | 11.696 | 11.3375 | 11.4458 | 11.4669 | 11.1397 | 11.2097 | 11.2219 | 11.0293 | 11.081 | 11.0896 | 10.9302 | 10.974 | 10.984 | 10.8976 | 10.9337 | 10.9473 | 11.0009 | 11.0547 | 11.0705 | 11.1196 | 11.1892 | 11.2155 | 11.3392 | 11.4513 | 11.4883 | 11.5875 | 11.7303 | 11.7696 | 11.7779 | 11.9446 | 11.9838 | 11.95 | 12.044 | 12.0851 | 11.9683 | 12.1138 | 12.159 | 12.0385 | 12.204 | 12.2528 | 12.1005 | 12.3129 | 12.3509 | 12.1196 | 12.3111 | 12.3557 | 12.2293 | 12.3992 | 12.4821 | 12.144 | 12.357 | 12.4349 | 5.7464 | 5.5824 | 5.4776 | 5.3592 | 5.2868 | 4.8747 | 3.659 | 2.8067 | 1.9197 | 1.375 | 0.93232 | 0.79258 | 1.2931 | 1.8655 | 2.8379 | 3.9704 | 4.8605 | 5.2856 | 5.4981 | 5.7807 | 6.001 | 5.99 | 6.2634 | 6.1374 | 0.11123 | 0.2294 | 0.29685 | 0.37943 | 0.41176 | 0.71257 | 1.6062 | 2.2376 | 2.9078 | 3.3374 | 3.6934 | 3.7999 | 3.4007 | 2.9567 | 2.2279 | 1.3822 | 0.73088 | 0.40719 | 0.26773 | 0.080781 | -0.062026 | -0.073906 | -0.21537 | -0.14695 | 48.6758 | 48.7514 | 48.7541 | 48.7594 | 48.7382 | 48.5107 | 47.5972 | 46.8541 | 46.0567 | 45.526 | 45.0482 | 44.9827 | 45.4244 | 45.9311 | 46.7707 | 47.7845 | 48.4897 | 48.7676 | 48.7921 | 48.734 | 48.6004 | 48.6226 | 48.4823 | 48.5212 | -43.4481 | -43.4545 | -43.4568 | -43.449 | -43.4619 | -43.2687 | -42.5697 | -42.0236 | -41.4217 | -41.0069 | -40.6237 | -40.5994 | -40.9248 | -41.3135 | -41.9421 | -42.6953 | -43.2777 | -43.532 | -43.4971 | -43.5149 | -43.462 | -43.4263 | -43.3446 | -43.4097
50 | -15.8043 | -16.0008 | -16.079 | -15.7312 | -15.9039 | -15.9856 | -15.6515 | -15.8552 | -15.9282 | -15.6253 | -15.787 | -15.8572 | -15.5939 | -15.7646 | -15.8188 | -15.4591 | -15.5865 | -15.6377 | -14.9203 | -15.0853 | -15.1255 | -14.589 | -14.7324 | -14.7624 | -14.2689 | -14.3638 | -14.3819 | -14.0932 | -14.1653 | -14.1789 | -13.9409 | -14.0035 | -14.0191 | -13.8887 | -13.9417 | -13.9604 | -14.0513 | -14.1262 | -14.1493 | -14.2408 | -14.3357 | -14.3725 | -14.5969 | -14.746 | -14.7969 | -15.0335 | -15.1874 | -15.246 | -15.4889 | -15.5341 | -15.5969 | -15.5934 | -15.7941 | -15.7622 | -15.6276 | -15.8134 | -15.8834 | -15.7683 | -15.969 | -16.0436 | -15.8658 | -16.0933 | -16.1978 | -15.8419 | -16.0942 | -16.2033 | -15.8802 | -16.245 | -16.4024 | -15.9333 | -16.1802 | -16.3263 | 13.3088 | 13.4932 | 13.5471 | 13.2417 | 13.4284 | 13.4823 | 13.2144 | 13.3973 | 13.4493 | 13.1564 | 13.3495 | 13.3995 | 13.1391 | 13.4304 | 13.3771 | 13.0826 | 13.2179 | 13.2542 | 12.7279 | 12.8788 | 12.9102 | 12.5166 | 12.636 | 12.6592 | 12.3002 | 12.3774 | 12.3906 | 12.1793 | 12.2362 | 12.2455 | 12.0708 | 12.1188 | 12.1297 | 12.0351 | 12.0746 | 12.0895 | 12.1482 | 12.2073 | 12.2246 | 12.2781 | 12.3548 | 12.3836 | 12.5183 | 12.6419 | 12.6826 | 12.7899 | 12.9474 | 12.9907 | 12.9979 | 13.1819 | 13.225 | 13.1794 | 13.2906 | 13.3358 | 13.2031 | 13.3669 | 13.4166 | 13.2799 | 13.4655 | 13.5191 | 13.3475 | 13.5827 | 13.6264 | 13.3757 | 13.587 | 13.6314 | 13.4909 | 13.6788 | 13.77 | 13.4032 | 13.6377 | 13.7181 | 6.8554 | 6.671 | 6.5504 | 6.4156 | 6.3334 | 5.8674 | 4.4861 | 3.5172 | 2.5109 | 1.8948 | 1.3946 | 1.2364 | 1.802 | 2.4501 | 3.5538 | 4.84 | 5.8516 | 6.3259 | 6.5724 | 6.8952 | 7.1549 | 7.1374 | 7.4477 | 7.3049 | 0.40676 | 0.53487 | 0.60876 | 0.69851 | 0.73454 | 1.064 | 2.0426 | 2.7354 | 3.4714 | 3.944 | 4.3361 | 4.4528 | 4.0136 | 3.5257 | 2.7256 | 1.7975 | 1.083 | 0.72863 | 0.57613 | 0.37309 | 0.21782 | 0.20392 | 0.049784 | 0.12502 | 54.4884 | 54.568 | 54.5773 | 54.5796 | 54.5588 | 54.3122 | 53.2826 | 52.4419 | 51.5372 | 50.9364 | 50.3967 | 50.3186 | 50.8218 | 51.3959 | 52.3492 | 53.4882 | 54.2683 | 54.5864 | 54.6152 | 54.5505 | 54.407 | 54.4369 | 54.2995 | 54.3369 | -48.0177 | -48.0246 | -48.0259 | -48.0166 | -48.0338 | -47.8221 | -47.0532 | -46.454 | -45.7935 | -45.3372 | -44.9155 | -44.8878 | -45.2465 | -45.6738 | -46.364 | -47.1903 | -47.8288 | -48.1115 | -48.0711 | -48.0896 | -48.0312 | -47.9906 | -47.9003 | -47.967
55 | -17.5513 | -17.7844 | -17.8765 | -17.4641 | -17.6737 | -17.7668 | -17.409 | -17.6204 | -17.7115 | -17.3483 | -17.5425 | -17.6307 | -17.3181 | -17.5174 | -17.595 | -17.1842 | -17.3321 | -17.3855 | -16.5721 | -16.7549 | -16.8041 | -16.2017 | -16.3613 | -16.3947 | -15.8404 | -15.946 | -15.9664 | -15.6423 | -15.7227 | -15.7379 | -15.4709 | -15.5408 | -15.5583 | -15.4121 | -15.4712 | -15.4922 | -15.5952 | -15.6788 | -15.7046 | -15.809 | -15.9147 | -15.9557 | -16.2173 | -16.3772 | -16.4337 | -16.6938 | -16.8765 | -16.9401 | -17.1829 | -17.2744 | -17.339 | -17.3119 | -17.5406 | -17.5335 | -17.3498 | -17.5724 | -17.6612 | -17.5107 | -17.7501 | -17.8348 | -17.6259 | -17.8921 | -18.0098 | -17.6182 | -17.891 | -18.0166 | -17.6516 | -18.0843 | -18.24 | -17.6997 | -18.0092 | -18.1572 | 14.535 | 14.74 | 14.7992 | 14.4646 | 14.6704 | 14.7292 | 14.4349 | 14.6369 | 14.6934 | 14.3742 | 14.5851 | 14.6396 | 14.3548 | 14.6651 | 14.6153 | 14.2895 | 14.4427 | 14.4821 | 13.9104 | 14.0752 | 14.1093 | 13.6815 | 13.8119 | 13.8371 | 13.4471 | 13.5312 | 13.5455 | 13.316 | 13.3779 | 13.388 | 13.1982 | 13.2504 | 13.2621 | 13.1595 | 13.2023 | 13.2185 | 13.2822 | 13.3465 | 13.3653 | 13.423 | 13.5065 | 13.5379 | 13.6832 | 13.8181 | 13.8624 | 13.9773 | 14.1493 | 14.1965 | 14.2024 | 14.4035 | 14.4505 | 14.393 | 14.5212 | 14.5703 | 14.422 | 14.6037 | 14.6579 | 14.505 | 14.7104 | 14.7688 | 14.5782 | 14.8358 | 14.8851 | 14.6074 | 14.84 | 14.8908 | 14.7456 | 14.9413 | 15.0405 | 14.6388 | 14.8993 | 14.9844 | 8.0825 | 7.87 | 7.738 | 7.5814 | 7.4991 | 6.9665 | 5.4114 | 4.322 | 3.1908 | 2.5002 | 1.9405 | 1.763 | 2.3961 | 3.1233 | 4.365 | 5.8094 | 6.9435 | 7.4752 | 7.7568 | 8.1226 | 8.4197 | 8.4059 | 8.7527 | 8.5925 | 0.75249 | 0.88977 | 0.96994 | 1.0664 | 1.1064 | 1.4638 | 2.5252 | 3.2779 | 4.0782 | 4.5933 | 5.0208 | 5.1473 | 4.669 | 4.1378 | 3.2683 | 2.2591 | 1.483 | 1.0988 | 0.93408 | 0.71512 | 0.54453 | 0.52034 | 0.36348 | 0.44864 | 60.4105 | 60.4895 | 60.4891 | 60.4974 | 60.4631 | 60.1968 | 59.0597 | 58.1201 | 57.1025 | 56.4289 | 55.8252 | 55.7339 | 56.3007 | 56.9452 | 58.0174 | 59.2852 | 60.1497 | 60.4977 | 60.5368 | 60.4731 | 60.3252 | 60.3515 | 60.2137 | 60.253 | -52.542 | -52.5488 | -52.5488 | -52.5387 | -52.5594 | -52.3299 | -51.4929 | -50.8417 | -50.1234 | -49.6266 | -49.1666 | -49.1362 | -49.5278 | -49.9927 | -50.7428 | -51.6409 | -52.3343 | -52.6445 | -52.5988 | -52.6178 | -52.5518 | -52.5014 | -52.4047 | -52.4824
60 | -19.3356 | -19.6082 | -19.7127 | -19.2639 | -19.4938 | -19.5941 | -19.1909 | -19.437 | -19.5322 | -19.1106 | -19.3403 | -19.4409 | -19.0753 | -19.3117 | -19.4009 | -18.9479 | -19.1094 | -19.1726 | -18.2729 | -18.4695 | -18.5193 | -17.856 | -18.0241 | -18.0618 | -17.4437 | -17.5604 | -17.583 | -17.222 | -17.3109 | -17.3278 | -17.0306 | -17.1081 | -17.1275 | -16.9648 | -17.0304 | -17.0535 | -17.1696 | -17.2621 | -17.2907 | -17.4089 | -17.5257 | -17.5711 | -17.8744 | -18.0406 | -18.1053 | -18.4838 | -18.613 | -18.6789 | -18.9242 | -19.0449 | -19.1213 | -19.0597 | -19.3255 | -19.327 | -19.1299 | -19.3741 | -19.4747 | -19.2981 | -19.5785 | -19.6663 | -19.4209 | -19.7426 | -19.866 | -19.4183 | -19.7431 | -19.8739 | -19.4672 | -19.947 | -20.1193 | -19.514 | -19.8621 | -20.0257 | 15.7455 | 15.9707 | 16.0351 | 15.6719 | 15.8965 | 15.9601 | 15.64 | 15.8607 | 15.9217 | 15.5765 | 15.8051 | 15.864 | 15.5701 | 15.8839 | 15.8377 | 15.4813 | 15.6521 | 15.6946 | 15.0785 | 15.257 | 15.2939 | 14.8327 | 14.9738 | 15.0009 | 14.5807 | 14.6716 | 14.687 | 14.4397 | 14.5066 | 14.5173 | 14.3128 | 14.369 | 14.3817 | 14.2712 | 14.3173 | 14.3347 | 14.4032 | 14.4726 | 14.4928 | 14.5546 | 14.6449 | 14.6788 | 14.8343 | 14.9803 | 15.0282 | 15.1503 | 15.3365 | 15.3875 | 15.3919 | 15.6098 | 15.6606 | 15.5913 | 15.7363 | 15.7894 | 15.6411 | 15.8246 | 15.8833 | 15.7145 | 15.9395 | 16.0025 | 15.8014 | 16.0791 | 16.1273 | 15.8229 | 16.0769 | 16.1336 | 15.9677 | 16.1877 | 16.2947 | 15.8644 | 16.1464 | 16.2341 | 9.4378 | 9.1939 | 9.0447 | 8.8651 | 8.7711 | 8.1796 | 6.4427 | 5.2262 | 3.9638 | 3.1959 | 2.5741 | 2.3763 | 3.0799 | 3.8894 | 5.2753 | 6.9048 | 8.1485 | 8.7391 | 9.0623 | 9.4733 | 9.8089 | 9.7948 | 10.1842 | 10.0051 | 1.1466 | 1.2928 | 1.379 | 1.4819 | 1.5235 | 1.9101 | 3.0525 | 3.8639 | 4.7272 | 5.2838 | 5.7462 | 5.8821 | 5.3655 | 4.792 | 3.8544 | 2.7665 | 1.9299 | 1.5164 | 1.3373 | 1.1057 | 0.9213 | 0.89987 | 0.72441 | 0.82018 | 66.4325 | 66.5095 | 66.5119 | 66.5247 | 66.4854 | 66.1796 | 64.9296 | 63.8905 | 62.7576 | 62.0077 | 61.3376 | 61.2326 | 61.8656 | 62.584 | 63.7748 | 65.1685 | 66.1266 | 66.5138 | 66.5622 | 66.5041 | 66.3586 | 66.3836 | 66.2422 | 66.277 | -57.0206 | -57.0278 | -57.0268 | -57.016 | -57.0363 | -56.7934 | -55.8895 | -55.1879 | -54.4129 | -53.8765 | -53.3792 | -53.3455 | -53.7695 | -54.2712 | -55.0807 | -56.0483 | -56.7955 | -57.1326 | -57.0777 | -57.1011 | -57.025 | -56.9789 | -56.8695 | -56.9498
65 | -21.1781 | -21.5072 | -21.5992 | -21.0954 | -21.3605 | -21.4645 | -21.0046 | -21.2896 | -21.3951 | -20.9211 | -21.1828 | -21.293 | -20.8761 | -21.1506 | -21.2481 | -20.7254 | -20.9284 | -20.9981 | -19.9986 | -20.2274 | -20.2783 | -19.5437 | -19.7266 | -19.7655 | -19.0807 | -19.2088 | -19.2337 | -18.8341 | -18.9318 | -18.9505 | -18.6217 | -18.707 | -18.7284 | -18.5484 | -18.6207 | -18.6461 | -18.7762 | -18.8777 | -18.9093 | -19.0424 | -19.1706 | -19.2205 | -19.5691 | -19.7437 | -19.8131 | -20.2833 | -20.3867 | -20.4562 | -20.6994 | -20.8569 | -20.9374 | -20.8506 | -21.1546 | -21.165 | -20.936 | -21.2204 | -21.33 | -21.1308 | -21.453 | -21.5448 | -21.2624 | -21.6367 | -21.766 | -21.2623 | -21.6363 | -21.7772 | -21.3413 | -21.8689 | -22.0513 | -21.3727 | -21.764 | -21.9459 | 16.9407 | 17.186 | 17.2554 | 16.8641 | 17.1074 | 17.1758 | 16.83 | 17.0693 | 17.1347 | 16.764 | 17.01 | 17.0731 | 16.7557 | 17.0879 | 17.045 | 16.6585 | 16.8467 | 16.8922 | 16.2328 | 16.4248 | 16.4643 | 15.9704 | 16.1221 | 16.1512 | 15.7014 | 15.799 | 15.8155 | 15.5508 | 15.6224 | 15.6339 | 15.4151 | 15.4752 | 15.4887 | 15.3706 | 15.4199 | 15.4384 | 15.5117 | 15.586 | 15.6077 | 15.6734 | 15.7703 | 15.8067 | 15.972 | 16.1289 | 16.1803 | 16.3092 | 16.5096 | 16.5643 | 16.5668 | 16.8014 | 16.8559 | 16.7747 | 16.9365 | 16.9933 | 16.8295 | 17.0306 | 17.0935 | 16.9088 | 17.1532 | 17.2207 | 17.0008 | 17.3005 | 17.3539 | 17.0231 | 17.2982 | 17.3606 | 17.189 | 17.4177 | 17.5326 | 17.0684 | 17.3732 | 17.468 | 10.9171 | 10.6443 | 10.4751 | 10.2748 | 10.168 | 9.5109 | 7.5853 | 6.2344 | 4.8351 | 3.9862 | 3.2998 | 3.0806 | 3.8577 | 4.7536 | 6.2907 | 8.1027 | 9.4733 | 10.1267 | 10.4916 | 10.9541 | 11.3291 | 11.3154 | 11.755 | 11.5533 | 1.5875 | 1.7425 | 1.8345 | 1.9438 | 1.9888 | 2.402 | 3.6234 | 4.4921 | 5.4171 | 6.0148 | 6.5114 | 6.6568 | 6.1024 | 5.4871 | 4.483 | 3.3176 | 2.4221 | 1.9802 | 1.7893 | 1.5435 | 1.348 | 1.327 | 1.1374 | 1.2412 | 72.5678 | 72.6505 | 72.6568 | 72.6645 | 72.6229 | 72.2831 | 70.9097 | 69.7544 | 68.5067 | 67.6776 | 66.9381 | 66.8183 | 67.5208 | 68.3164 | 69.626 | 71.1628 | 72.2184 | 72.6453 | 72.7094 | 72.652 | 72.5068 | 72.5321 | 72.382 | 72.4252 | -61.4559 | -61.4637 | -61.4613 | -61.4497 | -61.4744 | -61.2138 | -60.2449 | -59.4936 | -58.663 | -58.0876 | -57.5534 | -57.5164 | -57.9724 | -58.5107 | -59.3779 | -60.4141 | -61.2135 | -61.5769 | -61.5174 | -61.5403 | -61.4599 | -61.4133 | -61.2864 | -61.3781
70 | -23.0566 | -23.4254 | -23.5326 | -22.9715 | -23.2894 | -23.3888 | -22.8921 | -23.2081 | -23.3109 | -22.7748 | -23.0755 | -23.1939 | -22.7237 | -23.0373 | -23.1434 | -22.5498 | -22.7948 | -22.8705 | -21.7657 | -22.0287 | -22.0763 | -21.2745 | -21.4681 | -21.5114 | -20.7593 | -20.8929 | -20.9204 | -20.4804 | -20.5871 | -20.6077 | -20.246 | -20.3392 | -20.3628 | -20.1648 | -20.2439 | -20.2717 | -20.4167 | -20.5276 | -20.5622 | -20.7179 | -20.8506 | -20.9059 | -21.2897 | -21.4918 | -21.5724 | -22.0564 | -22.204 | -22.2677 | -22.5217 | -22.7164 | -22.8035 | -22.6896 | -23.0309 | -23.0502 | -22.7911 | -23.1152 | -23.234 | -23.004 | -23.383 | -23.4762 | -23.1537 | -23.5746 | -23.7195 | -23.1752 | -23.5751 | -23.73 | -23.2594 | -23.8345 | -24.0472 | -23.2889 | -23.7188 | -23.9295 | 18.1211 | 18.3862 | 18.4606 | 18.0418 | 18.3035 | 18.3765 | 18.0055 | 18.2631 | 18.3328 | 17.937 | 18.2003 | 18.2676 | 17.9269 | 18.2773 | 18.2377 | 17.8216 | 18.027 | 18.0755 | 17.3736 | 17.579 | 17.6211 | 17.0952 | 17.2573 | 17.2884 | 16.8095 | 16.9137 | 16.9313 | 16.6496 | 16.7259 | 16.7381 | 16.5052 | 16.5692 | 16.5835 | 16.4581 | 16.5111 | 16.5308 | 16.6079 | 16.6872 | 16.7102 | 16.7797 | 16.8831 | 16.9219 | 17.0967 | 17.2643 | 17.3192 | 17.4544 | 17.6688 | 17.7272 | 17.7277 | 17.9787 | 18.0369 | 17.9439 | 18.1221 | 18.1827 | 18.0035 | 18.222 | 18.2889 | 18.0885 | 18.3519 | 18.4239 | 18.1853 | 18.5068 | 18.5654 | 18.2084 | 18.5044 | 18.5725 | 18.3805 | 18.6327 | 18.755 | 18.2574 | 18.5848 | 18.6865 | 12.5329 | 12.2321 | 12.0468 | 11.8188 | 11.6985 | 10.9732 | 8.8483 | 7.3529 | 5.8101 | 4.8763 | 4.1225 | 3.8808 | 4.735 | 5.7212 | 7.416 | 9.4149 | 10.9294 | 11.647 | 12.0564 | 12.5715 | 12.9947 | 12.9818 | 13.4703 | 13.2472 | 2.0744 | 2.2376 | 2.3351 | 2.4505 | 2.4989 | 2.938 | 4.2366 | 5.1615 | 6.1471 | 6.7849 | 7.3157 | 7.4706 | 6.8785 | 6.2223 | 5.1529 | 3.9118 | 2.9585 | 2.4887 | 2.2867 | 2.0268 | 1.8209 | 1.8001 | 1.5997 | 1.7085 | 78.8294 | 78.9108 | 78.9143 | 78.9317 | 78.8855 | 78.5148 | 77.0132 | 75.7165 | 74.3537 | 73.4431 | 72.6312 | 72.4962 | 73.2712 | 74.1449 | 75.5728 | 77.2733 | 78.4426 | 78.9001 | 78.9814 | 78.9259 | 78.7757 | 78.7986 | 78.6544 | 78.6965 | -65.8484 | -65.8567 | -65.8537 | -65.8412 | -65.8701 | -65.5922 | -64.5596 | -63.7599 | -62.875 | -62.2611 | -61.6905 | -61.6523 | -62.1379 | -62.7117 | -63.6353 | -64.7388 | -65.5896 | -65.9787 | -65.9147 | -65.9372 | -65.8522 | -65.8048 | -65.6699 | -65.764
75 | -24.9874 | -25.397 | -25.5171 | -24.9018 | -25.2518 | -25.3595 | -24.8047 | -25.1656 | -25.2759 | -24.6811 | -25.0314 | -25.1504 | -24.6325 | -24.9839 | -25.0953 | -24.4281 | -24.7115 | -24.7946 | -23.5939 | -23.8797 | -23.9225 | -23.0344 | -23.2521 | -23.2971 | -22.4767 | -22.6201 | -22.6499 | -22.1686 | -22.2848 | -22.3076 | -21.9053 | -22.0067 | -22.0325 | -21.8158 | -21.9019 | -21.9323 | -22.1006 | -22.2211 | -22.2593 | -22.4322 | -22.583 | -22.635 | -23.0513 | -23.289 | -23.356 | -23.8848 | -24.0748 | -24.1403 | -24.4077 | -24.6263 | -24.7219 | -24.5763 | -24.9579 | -24.9864 | -24.6956 | -25.0739 | -25.1934 | -24.9371 | -25.3581 | -25.4569 | -25.102 | -25.5682 | -25.7357 | -25.1276 | -25.5689 | -25.7486 | -25.2553 | -25.8805 | -26.0885 | -25.25 | -25.7304 | -25.9566 | 19.2888 | 19.5735 | 19.6528 | 19.2053 | 19.4853 | 19.5628 | 19.1669 | 19.4427 | 19.5166 | 19.0961 | 19.3764 | 19.4478 | 19.0857 | 19.4526 | 19.4161 | 18.971 | 19.1933 | 19.2447 | 18.5013 | 18.7199 | 18.7646 | 18.2074 | 18.3798 | 18.4127 | 17.9056 | 18.0162 | 18.0348 | 17.7365 | 17.8182 | 17.8322 | 17.5851 | 17.6558 | 17.6708 | 17.5394 | 17.6025 | 17.6215 | 17.6934 | 17.7771 | 17.8033 | 17.8739 | 17.9836 | 18.0248 | 18.2087 | 18.387 | 18.4453 | 18.5865 | 18.8146 | 18.8767 | 18.8749 | 19.1421 | 19.2039 | 19.0991 | 19.2936 | 19.3579 | 19.1635 | 19.399 | 19.4701 | 19.2539 | 19.5362 | 19.6126 | 19.3554 | 19.6984 | 19.762 | 19.3792 | 19.6959 | 19.7695 | 19.5573 | 19.8329 | 19.9624 | 19.4319 | 19.7816 | 19.8901 | 14.2959 | 13.9649 | 13.7584 | 13.5072 | 13.3742 | 12.5767 | 10.2427 | 8.5889 | 6.8936 | 5.8724 | 5.0475 | 4.782 | 5.7177 | 6.7971 | 8.6635 | 10.8633 | 12.5274 | 13.3087 | 13.7669 | 14.3387 | 14.8128 | 14.7984 | 15.3475 | 15.0956 | 2.6063 | 2.7769 | 2.8798 | 3.0011 | 3.0523 | 3.517 | 4.8912 | 5.8713 | 6.9161 | 7.5944 | 8.1606 | 8.3294 | 7.694 | 6.9966 | 5.8631 | 4.5478 | 3.5381 | 3.0408 | 2.8279 | 2.5548 | 2.3388 | 2.3184 | 2.1074 | 2.2209 | 85.229 | 85.3024 | 85.3078 | 85.3272 | 85.2759 | 84.8877 | 83.2541 | 81.7966 | 80.2937 | 79.3065 | 78.4225 | 78.2706 | 79.119 | 80.0626 | 81.6623 | 83.5348 | 84.8023 | 85.288 | 85.3843 | 85.329 | 85.1831 | 85.2046 | 85.0426 | 85.1089 | -70.2026 | -70.2091 | -70.2048 | -70.1918 | -70.224 | -69.9295 | -68.8349 | -67.9876 | -67.0491 | -66.4011 | -65.8045 | -65.7875 | -66.2725 | -66.8757 | -67.8548 | -69.0238 | -69.9247 | -70.3389 | -70.2706 | -70.2925 | -70.203 | -70.155 | -70.0125 | -70.1085

## bt6559_kVar_variation
kVAr_3ph | Voltage variation for reactive power (inductive) for every hour and every phase | [71 empty] | Voltage variation for reactive power (capacitive) for every hour and every phase
| Vreact_1_1_ind | Vreact_1_2_ind | Vreact_1_3_ind | Vreact_2_1_ind | Vreact_2_2_ind | Vreact_2_3_ind | Vreact_3_1_ind | Vreact_3_2_ind | Vreact_3_3_ind | Vreact_4_1_ind | Vreact_4_2_ind | Vreact_4_3_ind | Vreact_5_1_ind | Vreact_5_2_ind | Vreact_5_3_ind | Vreact_6_1_ind | Vreact_6_2_ind | Vreact_6_3_ind | Vreact_7_1_ind | Vreact_7_2_ind | Vreact_7_3_ind | Vreact_8_1_ind | Vreact_8_2_ind | Vreact_8_3_ind | Vreact_9_1_ind | Vreact_9_2_ind | Vreact_9_3_ind | Vreact_10_1_ind | Vreact_10_2_ind | Vreact_10_3_ind | Vreact_11_1_ind | Vreact_11_2_ind | Vreact_11_3_ind | Vreact_12_1_ind | Vreact_12_2_ind | Vreact_12_3_ind | Vreact_13_1_ind | Vreact_13_2_ind | Vreact_13_3_ind | Vreact_14_1_ind | Vreact_14_2_ind | Vreact_14_3_ind | Vreact_15_1_ind | Vreact_15_2_ind | Vreact_15_3_ind | Vreact_16_1_ind | Vreact_16_2_ind | Vreact_16_3_ind | Vreact_17_1_ind | Vreact_17_2_ind | Vreact_17_3_ind | Vreact_18_1_ind | Vreact_18_2_ind | Vreact_18_3_ind | Vreact_19_1_ind | Vreact_19_2_ind | Vreact_19_3_ind | Vreact_20_1_ind | Vreact_20_2_ind | Vreact_20_3_ind | Vreact_21_1_ind | Vreact_21_2_ind | Vreact_21_3_ind | Vreact_22_1_ind | Vreact_22_2_ind | Vreact_22_3_ind | Vreact_23_1_ind | Vreact_23_2_ind | Vreact_23_3_ind | Vreact_24_1_ind | Vreact_24_2_ind | Vreact_24_3_ind | Vreact_1_1_cap | Vreact_1_2_cap | Vreact_1_3_cap | Vreact_2_1_cap | Vreact_2_2_cap | Vreact_2_3_cap | Vreact_3_1_cap | Vreact_3_2_cap | Vreact_3_3_cap | Vreact_4_1_cap | Vreact_4_2_cap | Vreact_4_3_cap | Vreact_5_1_cap | Vreact_5_2_cap | Vreact_5_3_cap | Vreact_6_1_cap | Vreact_6_2_cap | Vreact_6_3_cap | Vreact_7_1_cap | Vreact_7_2_cap | Vreact_7_3_cap | Vreact_8_1_cap | Vreact_8_2_cap | Vreact_8_3_cap | Vreact_9_1_cap | Vreact_9_2_cap | Vreact_9_3_cap | Vreact_10_1_cap | Vreact_10_2_cap | Vreact_10_3_cap | Vreact_11_1_cap | Vreact_11_2_cap | Vreact_11_3_cap | Vreact_12_1_cap | Vreact_12_2_cap | Vreact_12_3_cap | Vreact_13_1_cap | Vreact_13_2_cap | Vreact_13_3_cap | Vreact_14_1_cap | Vreact_14_2_cap | Vreact_14_3_cap | Vreact_15_1_cap | Vreact_15_2_cap | Vreact_15_3_cap | Vreact_16_1_cap | Vreact_16_2_cap | Vreact_16_3_cap | Vreact_17_1_cap | Vreact_17_2_cap | Vreact_17_3_cap | Vreact_18_1_cap | Vreact_18_2_cap | Vreact_18_3_cap | Vreact_19_1_cap | Vreact_19_2_cap | Vreact_19_3_cap | Vreact_20_1_cap | Vreact_20_2_cap | Vreact_20_3_cap | Vreact_21_1_cap | Vreact_21_2_cap | Vreact_21_3_cap | Vreact_22_1_cap | Vreact_22_2_cap | Vreact_22_3_cap | Vreact_23_1_cap | Vreact_23_2_cap | Vreact_23_3_cap | Vreact_24_1_cap | Vreact_24_2_cap | Vreact_24_3_cap
0 | 0 | 0 | 0 | 0 | 0 | 0 | 0 | 0 | 0 | 0 | 0 | 0 | 0 | 0 | 0 | 0 | 0 | 0 | 0 | 0 | 0 | 0 | 0 | 0 | 0 | 0 | 0 | 0 | 0 | 0 | 0 | 0 | 0 | 0 | 0 | 0 | 0 | 0 | 0 | 0 | 0 | 0 | 0 | 0 | 0 | 0 | 0 | 0 | 0 | 0 | 0 | 0 | 0 | 0 | 0 | 0 | 0 | 0 | 0 | 0 | 0 | 0 | 0 | 0 | 0 | 0 | 0 | 0 | 0 | 0 | 0 | 0 | 0 | 0 | 0 | 0 | 0 | 0 | 0 | 0 | 0 | 0 | 0 | 0 | 0 | 0 | 0 | 0 | 0 | 0 | 0 | 0 | 0 | 0 | 0 | 0 | 0 | 0 | 0 | 0 | 0 | 0 | 0 | 0 | 0 | 0 | 0 | 0 | 0 | 0 | 0 | 0 | 0 | 0 | 0 | 0 | 0 | 0 | 0 | 0 | 0 | 0 | 0 | 0 | 0 | 0 | 0 | 0 | 0 | 0 | 0 | 0 | 0 | 0 | 0 | 0 | 0 | 0 | 0 | 0 | 0 | 0 | 0 | 0
10 | -2.1004 | -1.9854 | -1.9359 | -2.0687 | -1.9609 | -1.9342 | -2.0455 | -1.9582 | -1.9326 | -2.0528 | -1.9563 | -1.9315 | -2.0585 | -1.9529 | -1.9309 | -2.0794 | -1.9503 | -1.9267 | -1.9709 | -1.9353 | -1.9166 | -1.9339 | -1.9267 | -1.9136 | -1.895 | -1.9202 | -1.9131 | -1.8737 | -1.9189 | -1.914 | -1.8589 | -1.9178 | -1.9127 | -1.8538 | -1.9167 | -1.9115 | -1.8727 | -1.9182 | -1.9099 | -1.893 | -1.9241 | -1.9092 | -1.9357 | -1.933 | -1.9107 | -1.9813 | -1.9444 | -1.9181 | -2.109 | -1.9531 | -1.9259 | -2.0783 | -2.0507 | -1.9308 | -2.0424 | -1.9611 | -1.9348 | -2.0708 | -1.9749 | -1.9392 | -2.1707 | -1.9759 | -1.9416 | -2.0797 | -1.9787 | -1.9399 | -2.0967 | -1.9698 | -1.939 | -2.1619 | -1.9636 | -1.9383 | 2.0217 | 1.8959 | 1.8614 | 1.9919 | 1.8893 | 1.8603 | 1.99 | 1.8851 | 1.8594 | 1.9608 | 1.8837 | 1.8585 | 1.9673 | 1.9772 | 1.858 | 2.0088 | 1.8783 | 1.8551 | 1.9021 | 1.867 | 1.8485 | 1.868 | 1.8602 | 1.8473 | 1.8319 | 1.8556 | 1.8484 | 1.8121 | 1.8551 | 1.85 | 1.7983 | 1.8545 | 1.8492 | 1.7939 | 1.8538 | 1.8503 | 1.8113 | 1.8545 | 1.8461 | 1.8301 | 1.8593 | 1.8445 | 1.8695 | 1.866 | 1.844 | 1.9116 | 1.8751 | 1.8491 | 1.9466 | 1.8821 | 1.854 | 2.0332 | 1.8874 | 1.8585 | 1.9958 | 1.8881 | 1.862 | 2.004 | 1.8927 | 1.8649 | 2.0143 | 1.9119 | 1.8646 | 2.0236 | 1.9116 | 1.864 | 2.0723 | 1.8893 | 1.8611 | 2.0112 | 1.8876 | 1.8606
20 | -4.2583 | -4.0341 | -3.9522 | -4.2473 | -4.022 | -3.9483 | -4.2074 | -4.005 | -3.9446 | -4.1748 | -3.9905 | -3.9409 | -4.1765 | -3.9834 | -3.9394 | -4.2065 | -3.9775 | -3.9296 | -4.0154 | -3.9438 | -3.9062 | -3.9381 | -3.9243 | -3.8982 | -3.8572 | -3.9092 | -3.8952 | -3.8132 | -3.9059 | -3.8962 | -3.7824 | -3.9031 | -3.8931 | -3.7717 | -3.9004 | -3.8893 | -3.8109 | -3.9042 | -3.8878 | -3.8533 | -3.9172 | -3.8875 | -3.9421 | -3.9375 | -3.8927 | -4.138 | -3.9633 | -3.9115 | -4.2286 | -3.9832 | -3.9275 | -4.2046 | -4.0833 | -3.9387 | -4.1862 | -4.0008 | -3.9484 | -4.3081 | -4.0444 | -3.9601 | -4.3432 | -4.0208 | -3.9652 | -4.3154 | -4.0233 | -3.9635 | -4.3263 | -4.0415 | -3.9628 | -4.3473 | -4.0109 | -3.9597 | 3.9323 | 3.7184 | 3.6527 | 3.8915 | 3.7081 | 3.6514 | 3.8872 | 3.7019 | 3.65 | 3.8575 | 3.6995 | 3.649 | 3.9003 | 3.7941 | 3.6486 | 3.8924 | 3.6901 | 3.6429 | 3.7397 | 3.6699 | 3.633 | 3.674 | 3.658 | 3.6322 | 3.6045 | 3.6504 | 3.636 | 3.5661 | 3.6501 | 3.6397 | 3.5398 | 3.6495 | 3.6408 | 3.5315 | 3.6485 | 3.6408 | 3.5648 | 3.6491 | 3.6322 | 3.6009 | 3.6578 | 3.6283 | 3.6768 | 3.6692 | 3.6254 | 3.7577 | 3.6853 | 3.6336 | 3.8253 | 3.6975 | 3.6417 | 3.9251 | 3.7076 | 3.6493 | 3.9318 | 3.8102 | 3.655 | 3.9133 | 3.7161 | 3.6599 | 3.9895 | 3.7496 | 3.6584 | 3.9755 | 3.7512 | 3.657 | 4.0418 | 3.7073 | 3.6496 | 3.9506 | 3.7207 | 3.6492
30 | -6.5523 | -6.1608 | -6.0572 | -6.4936 | -6.1519 | -6.0484 | -6.4708 | -6.1457 | -6.0425 | -6.413 | -6.1181 | -6.0354 | -6.4082 | -6.1057 | -6.0323 | -6.3911 | -6.1715 | -6.0153 | -6.139 | -6.0309 | -5.9741 | -6.018 | -5.9981 | -5.9588 | -5.8914 | -5.9721 | -5.9512 | -5.823 | -5.9657 | -5.9514 | -5.7749 | -5.9606 | -5.9459 | -5.758 | -5.9558 | -5.939 | -5.8192 | -5.9629 | -5.9384 | -5.8855 | -5.9844 | -5.9397 | -6.0315 | -6.0189 | -5.9513 | -6.2908 | -6.0625 | -5.9838 | -6.4262 | -6.1847 | -6.0121 | -6.4066 | -6.1991 | -6.0298 | -6.4528 | -6.1387 | -6.0478 | -6.6007 | -6.185 | -6.0689 | -6.5804 | -6.1509 | -6.0773 | -6.5746 | -6.1564 | -6.0753 | -6.6173 | -6.1905 | -6.0776 | -6.6346 | -6.1623 | -6.0716 | 5.794 | 5.4743 | 5.3792 | 5.7249 | 5.4624 | 5.3778 | 5.7187 | 5.4545 | 5.3762 | 5.7236 | 5.451 | 5.3757 | 5.752 | 5.5472 | 5.3754 | 5.7119 | 5.4391 | 5.3682 | 5.5167 | 5.4124 | 5.3574 | 5.4218 | 5.3971 | 5.3583 | 5.3212 | 5.388 | 5.3662 | 5.2654 | 5.3884 | 5.3727 | 5.2275 | 5.3884 | 5.376 | 5.2157 | 5.3875 | 5.3747 | 5.2637 | 5.3872 | 5.3616 | 5.3159 | 5.3989 | 5.3546 | 5.4256 | 5.4132 | 5.3477 | 5.5424 | 5.4343 | 5.3573 | 5.64 | 5.4503 | 5.3672 | 5.752 | 5.4644 | 5.3771 | 5.8425 | 5.5697 | 5.3843 | 5.7728 | 5.4744 | 5.3899 | 5.8625 | 5.5107 | 5.3859 | 5.8576 | 5.5108 | 5.3838 | 5.9201 | 5.4759 | 5.37 | 5.8468 | 5.4969 | 5.3708
40 | -8.9145 | -8.3745 | -8.2567 | -8.8543 | -8.3704 | -8.2437 | -8.8444 | -8.3621 | -8.2351 | -8.8092 | -8.3481 | -8.2245 | -8.8073 | -8.3344 | -8.2196 | -8.6704 | -8.366 | -8.1901 | -8.4415 | -8.2039 | -8.1293 | -8.1793 | -8.1539 | -8.1014 | -8.0032 | -8.1144 | -8.0867 | -7.9084 | -8.1038 | -8.0852 | -7.8416 | -8.0956 | -8.0765 | -7.8178 | -8.0882 | -8.0659 | -7.9027 | -8.0997 | -8.0673 | -7.9951 | -8.1311 | -8.0714 | -8.2971 | -8.184 | -8.0947 | -8.507 | -8.2482 | -8.1417 | -8.6986 | -8.3813 | -8.1848 | -8.7668 | -8.4127 | -8.2136 | -8.8318 | -8.3756 | -8.242 | -8.9115 | -8.3997 | -8.2707 | -8.9639 | -8.389 | -8.287 | -8.9249 | -8.3904 | -8.2836 | -8.9716 | -8.4438 | -8.2957 | -9.0263 | -8.4179 | -8.2824 | 7.5709 | 7.1674 | 7.0423 | 7.4959 | 7.1556 | 7.043 | 7.5079 | 7.1463 | 7.0419 | 7.5152 | 7.2545 | 7.0408 | 7.5936 | 7.2394 | 7.0424 | 7.4709 | 7.129 | 7.0346 | 7.2363 | 7.0979 | 7.0249 | 7.1144 | 7.0805 | 7.0289 | 6.9849 | 7.0713 | 7.0421 | 6.9128 | 7.0731 | 7.0518 | 6.8645 | 7.0743 | 7.0575 | 6.8493 | 7.0737 | 7.0552 | 6.9113 | 7.0719 | 7.039 | 6.978 | 7.0856 | 7.0265 | 7.119 | 7.1011 | 7.0142 | 7.269 | 7.1255 | 7.0235 | 7.3945 | 7.144 | 7.034 | 7.5176 | 7.1614 | 7.0456 | 7.6153 | 7.2695 | 7.0533 | 7.5804 | 7.1711 | 7.0583 | 7.6562 | 7.2074 | 7.0511 | 7.6466 | 7.2117 | 7.0482 | 7.7431 | 7.1902 | 7.0265 | 7.6578 | 7.2094 | 7.0289
50 | -11.3421 | -10.6981 | -10.5591 | -11.3048 | -10.6784 | -10.5407 | -11.276 | -10.6651 | -10.5279 | -11.2194 | -10.6575 | -10.5122 | -11.2362 | -10.6372 | -10.5057 | -11.165 | -10.6804 | -10.4672 | -10.7599 | -10.4691 | -10.3751 | -10.4288 | -10.3986 | -10.3327 | -10.1987 | -10.3425 | -10.3081 | -10.0753 | -10.3265 | -10.3037 | -9.9883 | -10.3142 | -10.291 | -9.9569 | -10.3037 | -10.2761 | -10.0675 | -10.3207 | -10.2806 | -10.1884 | -10.3639 | -10.2891 | -10.5503 | -10.4389 | -10.3259 | -10.8169 | -10.5278 | -10.3929 | -11.1913 | -10.6845 | -10.4602 | -11.211 | -10.7335 | -10.4975 | -11.2668 | -10.685 | -10.5359 | -11.3356 | -10.7195 | -10.5757 | -11.4367 | -10.7217 | -10.6024 | -11.4114 | -10.7367 | -10.6018 | -11.4407 | -10.8131 | -10.6256 | -11.4798 | -10.7743 | -10.6103 | 9.2892 | 8.8034 | 8.6481 | 9.2137 | 8.7914 | 8.6506 | 9.2473 | 8.8962 | 8.6488 | 9.2246 | 8.8942 | 8.6505 | 9.3072 | 8.876 | 8.6527 | 9.1731 | 8.7634 | 8.6461 | 8.9017 | 8.7294 | 8.6384 | 8.7548 | 8.7112 | 8.6468 | 8.5984 | 8.7031 | 8.6665 | 8.511 | 8.7068 | 8.6801 | 8.453 | 8.7097 | 8.6878 | 8.435 | 8.7098 | 8.6849 | 8.51 | 8.7059 | 8.6656 | 8.59 | 8.7207 | 8.6472 | 8.76 | 8.736 | 8.6278 | 8.9407 | 8.7622 | 8.6353 | 9.092 | 8.7819 | 8.6452 | 9.2254 | 8.8019 | 8.6579 | 9.3294 | 8.9121 | 8.6655 | 9.3497 | 8.8096 | 8.6686 | 9.3876 | 8.8454 | 8.6573 | 9.3983 | 8.8506 | 8.6536 | 9.513 | 8.8429 | 8.6228 | 9.4505 | 8.8456 | 8.6277
60 | -13.9224 | -13.1715 | -12.9767 | -13.8185 | -13.1148 | -12.9496 | -13.7824 | -13.0813 | -12.9316 | -13.7518 | -13.0614 | -12.91 | -13.7523 | -13.0375 | -12.9007 | -13.7092 | -13.0879 | -12.8505 | -13.1556 | -12.8348 | -12.7208 | -12.7743 | -12.7401 | -12.6606 | -12.4851 | -12.6638 | -12.6228 | -12.3308 | -12.641 | -12.6142 | -12.2217 | -12.6235 | -12.5965 | -12.1818 | -12.6091 | -12.5766 | -12.3204 | -12.6331 | -12.5854 | -12.4725 | -12.6901 | -12.6001 | -12.9094 | -12.792 | -12.6551 | -13.3178 | -13.0075 | -12.7531 | -13.6904 | -13.1009 | -12.8397 | -13.739 | -13.1467 | -12.8895 | -13.7451 | -13.0948 | -12.938 | -13.9142 | -13.1852 | -12.9967 | -13.9947 | -13.2089 | -13.0568 | -13.9497 | -13.2166 | -13.0503 | -13.9913 | -13.3106 | -13.0925 | -14.0546 | -13.2743 | -13.0713 | 10.9511 | 10.3842 | 10.1986 | 10.9129 | 10.3718 | 10.2033 | 10.9312 | 10.4807 | 10.2029 | 10.9637 | 10.4774 | 10.2056 | 10.9654 | 10.4587 | 10.2094 | 10.8205 | 10.3443 | 10.204 | 10.5155 | 10.3095 | 10.2008 | 10.3455 | 10.2918 | 10.2146 | 10.164 | 10.286 | 10.2418 | 10.0629 | 10.2924 | 10.2612 | 9.9956 | 10.2971 | 10.2696 | 9.975 | 10.2981 | 10.2661 | 10.0621 | 10.2917 | 10.2434 | 10.1548 | 10.3072 | 10.2201 | 10.3511 | 10.3204 | 10.191 | 10.5603 | 10.3468 | 10.1954 | 10.7356 | 10.3666 | 10.2036 | 10.8783 | 10.3888 | 10.2169 | 10.9879 | 10.5004 | 10.2238 | 11.0749 | 10.5119 | 10.2224 | 11.0876 | 10.4275 | 10.2078 | 11.0668 | 10.4344 | 10.2033 | 11.2195 | 10.4236 | 10.163 | 11.1306 | 10.4267 | 10.1702
70 | -16.5967 | -15.7401 | -15.542 | -16.5243 | -15.7041 | -15.4966 | -16.4797 | -15.6639 | -15.4712 | -16.3727 | -15.6056 | -15.4416 | -16.3738 | -15.5783 | -15.4223 | -16.289 | -15.606 | -15.3503 | -15.6941 | -15.3112 | -15.1792 | -15.2308 | -15.1876 | -15.0946 | -14.8709 | -15.0869 | -15.0394 | -14.6828 | -15.0555 | -15.025 | -14.5496 | -15.0318 | -15.0012 | -14.5002 | -15.0126 | -14.9754 | -14.6694 | -15.0453 | -14.9901 | -14.8626 | -15.1186 | -15.0133 | -15.3572 | -15.2521 | -15.0906 | -15.9063 | -15.4931 | -15.2254 | -16.295 | -15.6343 | -15.339 | -16.3309 | -15.6796 | -15.4053 | -16.4029 | -15.659 | -15.4776 | -16.5465 | -15.7427 | -15.5585 | -16.6384 | -15.801 | -15.6217 | -16.6286 | -15.8287 | -15.6175 | -16.663 | -15.8624 | -15.6618 | -16.713 | -15.8293 | -15.6213 | 12.5663 | 11.9139 | 11.6978 | 12.546 | 11.9007 | 11.7039 | 12.5368 | 12.0139 | 11.7055 | 12.5685 | 12.0112 | 11.71 | 12.5711 | 11.9903 | 11.7152 | 12.4163 | 11.8746 | 11.7115 | 12.0803 | 11.8408 | 11.7144 | 11.8888 | 11.8246 | 11.7347 | 11.6841 | 11.8223 | 11.7703 | 11.5701 | 11.8318 | 11.7957 | 11.4942 | 11.8388 | 11.8049 | 11.4714 | 11.8412 | 11.8018 | 11.5698 | 11.8315 | 11.7747 | 11.6742 | 11.8469 | 11.746 | 11.8947 | 11.8568 | 11.7063 | 12.1302 | 11.8821 | 11.7063 | 12.3278 | 11.9009 | 11.7118 | 12.479 | 11.9246 | 11.7251 | 12.5935 | 12.037 | 11.7308 | 12.688 | 12.0488 | 11.7263 | 12.7042 | 11.9572 | 11.7052 | 12.6807 | 11.9652 | 11.6997 | 12.8782 | 11.9502 | 11.649 | 12.7553 | 11.9575 | 11.659
80 | -19.3909 | -18.4317 | -18.2338 | -19.3058 | -18.3891 | -18.1776 | -19.2664 | -18.355 | -18.1425 | -19.1893 | -18.3228 | -18.097 | -19.1935 | -18.2645 | -18.0763 | -19.0428 | -18.2614 | -17.9906 | -18.4069 | -17.9988 | -17.7685 | -17.8948 | -17.7568 | -17.6514 | -17.3659 | -17.622 | -17.5681 | -17.1408 | -17.5798 | -17.546 | -16.9811 | -17.5484 | -17.5146 | -16.921 | -17.5235 | -17.4819 | -17.1238 | -17.5668 | -17.5045 | -17.3902 | -17.6604 | -17.5402 | -17.974 | -17.8319 | -17.6481 | -18.6195 | -18.1578 | -17.8336 | -18.9988 | -18.2704 | -17.9726 | -19.0918 | -18.3435 | -18.0499 | -19.1921 | -18.3459 | -18.1376 | -19.3332 | -18.4629 | -18.2481 | -19.4185 | -18.5119 | -18.3245 | -19.4064 | -18.5227 | -18.3202 | -19.4661 | -18.5641 | -18.3585 | -19.516 | -18.5156 | -18.3737 | 14.1701 | 13.3922 | 13.1462 | 14.1004 | 13.5086 | 13.1529 | 14.1829 | 13.4957 | 13.1584 | 14.1235 | 13.4965 | 13.1662 | 14.1267 | 13.4729 | 13.1723 | 13.963 | 13.3566 | 13.1709 | 13.5983 | 13.3254 | 13.1813 | 13.387 | 13.3117 | 13.2091 | 13.1605 | 13.3138 | 13.2542 | 13.0347 | 13.3272 | 13.2855 | 12.9507 | 13.3366 | 13.2958 | 12.9263 | 13.341 | 13.2937 | 13.035 | 13.3274 | 13.2615 | 13.1502 | 13.342 | 13.2269 | 13.3929 | 13.3472 | 13.1758 | 13.6527 | 13.3701 | 13.1701 | 13.8711 | 13.3871 | 13.1721 | 14.03 | 13.4118 | 13.185 | 14.1489 | 13.5245 | 13.1888 | 14.2498 | 13.5358 | 13.1806 | 14.2748 | 13.4364 | 13.152 | 14.243 | 13.4457 | 13.1455 | 14.4558 | 13.4296 | 13.0837 | 14.3475 | 13.4342 | 13.0967

## bt3876_Coeff
| LoadShape |  |  | PV Shape |  |  | Voltage magnitude sensitivity to active power |  | Voltage magnitude sensitivity to reactive power |  | Linear coefficients contribution of power extraction | [8 empty] | Linear coefficients contribution of power injection (1) | [8 empty] | Linear coefficients contribution of power injection (2)
| LS_WK | LS_SA | LS_SU | PV_shape_M1 | PV_shape_M2 | PV_shape_M3 | a_{b,h}^{+} | a_{b,h}^{-} | a_{b,h}^{ind} | a_{b,h}^{cap} | a_(ext,b,1,h)^L | a_(ext,b,2,h)^L | a_(ext,b,3,h)^L | a_(ext,b,4,h)^L | a_(ext,b,5,h)^L | a_(ext,b,6,h)^L | a_(ext,b,7,h)^L | a_(ext,b,8,h)^L | a_(ext,b,9,h)^L | a_(inj1,b,1,h)^L | a_(inj1,b,2,h)^L | a_(inj1,b,3,h)^L | a_(inj1,b,4,h)^L | a_(inj1,b,5,h)^L | a_(inj1,b,6,h)^L | a_(inj1,b,7,h)^L | a_(inj1,b,8,h)^L | a_(inj1,b,9,h)^L | a_(inj2,b,1,h)^L | a_(inj2,b,2,h)^L | a_(inj2,b,3,h)^L | a_(inj2,b,4,h)^L | a_(inj2,b,5,h)^L | a_(inj2,b,6,h)^L | a_(inj2,b,7,h)^L | a_(inj2,b,8,h)^L | a_(inj2,b,9,h)^L
1 | 0.949 | 1 | 0.777 | 0 | 0 | 0 | -1.9403 | 1.2501 | -1.1974 | 0.69077 | 0.37113 | 0.42674 | 0.42159 | 0.37941 | 0.44177 | 0.43583 | 0.36547 | 0.41785 | 0.41312 | -0.038164 | -0.058775 | -0.056525 | -0.042704 | -0.05701 | -0.065148 | -0.034764 | -0.053294 | -0.051311 | 0.094877 | 0.080483 | 0.081902 | 0.091692 | 0.082089 | 0.075814 | 0.097364 | 0.084415 | 0.085723
2 | 0.883 | 0.841 | 0.743 | 0 | 0 | 0 | -1.9261 | 1.2434 | -1.1927 | 0.68925 | 0.3573 | 0.40773 | 0.40236 | 0.36546 | 0.42026 | 0.41451 | 0.35682 | 0.40615 | 0.40104 | -0.041708 | -0.048696 | -0.046262 | -0.035185 | -0.055631 | -0.055125 | -0.040959 | -0.047135 | -0.044892 | 0.092005 | 0.087452 | 0.088993 | 0.096864 | 0.082563 | 0.084319 | 0.092595 | 0.088707 | 0.090188
3 | 0.79 | 0.758 | 0.678 | 0 | 0 | 0 | -1.916 | 1.239 | -1.1887 | 0.68838 | 0.34592 | 0.39133 | 0.38648 | 0.35593 | 0.40626 | 0.40058 | 0.35254 | 0.39919 | 0.3947 | -0.035651 | -0.050736 | -0.048449 | -0.040881 | -0.047959 | -0.045432 | -0.038677 | -0.043308 | -0.052266 | 0.09631 | 0.08568 | 0.087178 | 0.092516 | 0.088 | 0.089632 | 0.094154 | 0.091391 | 0.084608
4 | 0.652 | 0.676 | 0.631 | 0 | 0 | 0 | -1.909 | 1.2357 | -1.186 | 0.68772 | 0.33962 | 0.37996 | 0.37586 | 0.35252 | 0.39957 | 0.39467 | 0.34527 | 0.3887 | 0.38439 | -0.032161 | -0.044246 | -0.042335 | -0.038901 | -0.044006 | -0.05273 | -0.034897 | -0.048634 | -0.046749 | 0.098682 | 0.090279 | 0.091495 | 0.093967 | 0.090805 | 0.084217 | 0.096794 | 0.087263 | 0.088473
5 | 0.588 | 0.604 | 0.535 | 0.03 | 0 | 0 | -1.904 | 1.2329 | -1.1841 | 0.68709 | 0.32907 | 0.37581 | 0.37211 | 0.34316 | 0.39675 | 0.39246 | 0.3334 | 0.38203 | 0.37874 | -0.026251 | -0.041735 | -0.040097 | -0.03354 | -0.05312 | -0.051189 | -0.028213 | -0.044548 | -0.043224 | 0.10293 | 0.092121 | 0.092985 | 0.097794 | 0.084277 | 0.085368 | 0.10138 | 0.090205 | 0.091012
6 | 0.446 | 0.513 | 0.433 | 0.15 | 0.13 | 0.07 | -1.862 | 1.2126 | -1.1693 | 0.68304 | 0.29121 | 0.33074 | 0.34526 | 0.29738 | 0.34232 | 0.35587 | 0.29405 | 0.33589 | 0.3508 | -0.015692 | -0.027039 | -0.035369 | -0.019036 | -0.033443 | -0.041582 | -0.016942 | -0.02926 | -0.038124 | 0.11044 | 0.10255 | 0.096291 | 0.10801 | 0.09772 | 0.091806 | 0.1096 | 0.10087 | 0.094356
7 | 0.292 | 0.391 | 0.398 | 0.34 | 0.28 | 0.27 | -1.7803 | 1.1812 | -1.1346 | 0.67669 | 0.22763 | 0.27252 | 0.27313 | 0.22811 | 0.27726 | 0.27679 | 0.22793 | 0.27695 | 0.27701 | 0 | -0.01522 | -0.015991 | 0 | -0.018329 | -0.018462 | 0 | -0.017916 | -0.018358 | 0.12156 | 0.11078 | 0.11009 | 0.1213 | 0.10838 | 0.10818 | 0.12149 | 0.10859 | 0.10828
8 | 0.226 | 0.266 | 0.286 | 0.53 | 0.49 | 0.43 | -1.6981 | 1.1574 | -1.1002 | 0.67175 | 0.16874 | 0.20039 | 0.21469 | 0.176 | 0.21256 | 0.22644 | 0.17266 | 0.20831 | 0.22231 | 0 | 0 | 0 | 0 | 0 | 0 | 0 | 0 | 0 | 0.13309 | 0.12636 | 0.1273 | 0.13757 | 0.12891 | 0.12243 | 0.13132 | 0.12288 | 0.12399
9 | 0.188 | 0.309 | 0.186 | 0.77 | 0.71 | 0.62 | -1.6103 | 1.1396 | -1.0668 | 0.67138 | 0.11215 | 0.14175 | 0.1604 | 0.11973 | 0.15587 | 0.17408 | 0.11309 | 0.14429 | 0.16311 | 0 | 0 | 0 | 0 | 0 | 0 | 0 | 0 | 0 | 0.15532 | 0.13957 | 0.13751 | 0.15124 | 0.14003 | 0.13067 | 0.1548 | 0.14602 | 0.13618
10 | 0.163 | 0.238 | 0.217 | 0.85 | 0.82 | 0.77 | -1.5736 | 1.1337 | -1.0542 | 0.67327 | 0.097093 | 0.11898 | 0.12693 | 0.10239 | 0.12853 | 0.13636 | 0.10076 | 0.12601 | 0.13443 | 0 | 0 | 0 | 0 | 0 | 0 | 0 | 0 | 0 | 0.15657 | 0.15221 | 0.14753 | 0.15346 | 0.14682 | 0.14229 | 0.15441 | 0.14825 | 0.14337
11 | 0.182 | 0.28 | 0.22 | 0.94 | 0.92 | 0.93 | -1.5432 | 1.1294 | -1.0446 | 0.67604 | 0.083987 | 0.10452 | 0.099923 | 0.088447 | 0.11342 | 0.10824 | 0.08699 | 0.11043 | 0.10611 | 0 | 0 | 0 | 0 | 0 | 0 | 0 | 0 | 0 | 0.16473 | 0.15285 | 0.15527 | 0.16192 | 0.15527 | 0.15016 | 0.16285 | 0.14936 | 0.15155
12 | 0.294 | 0.313 | 0.26 | 0.95 | 0.94 | 0.95 | -1.5466 | 1.129 | -1.0463 | 0.67495 | 0.092548 | 0.11582 | 0.11072 | 0.090292 | 0.11476 | 0.10961 | 0.084968 | 0.10661 | 0.10195 | 0 | 0 | 0 | 0 | 0 | 0 | 0 | 0 | 0 | 0.15973 | 0.15433 | 0.14911 | 0.16088 | 0.15457 | 0.14941 | 0.16396 | 0.15133 | 0.15376
13 | 0.267 | 0.333 | 0.285 | 0.85 | 0.8 | 0.82 | -1.5937 | 1.1346 | -1.0628 | 0.67055 | 0.11524 | 0.14951 | 0.14328 | 0.11596 | 0.15369 | 0.14709 | 0.10366 | 0.13517 | 0.12886 | 0 | 0 | 0 | 0 | 0 | 0 | 0 | 0 | 0 | 0.15418 | 0.14407 | 0.14687 | 0.15379 | 0.14176 | 0.14471 | 0.15266 | 0.14311 | 0.14624
14 | 0.269 | 0.332 | 0.372 | 0.71 | 0.67 | 0.69 | -1.6416 | 1.1428 | -1.0808 | 0.66962 | 0.14781 | 0.18353 | 0.17649 | 0.14147 | 0.17834 | 0.17079 | 0.13648 | 0.17187 | 0.16421 | 0 | 0 | 0 | 0 | 0 | 0 | 0 | 0 | 0 | 0.14442 | 0.13528 | 0.13819 | 0.13964 | 0.13699 | 0.13254 | 0.1421 | 0.13207 | 0.1355
15 | 0.212 | 0.393 | 0.449 | 0.52 | 0.55 | 0.49 | -1.7145 | 1.1589 | -1.1109 | 0.67247 | 0.19069 | 0.20944 | 0.22348 | 0.19348 | 0.21924 | 0.23243 | 0.19062 | 0.2166 | 0.23011 | 0 | 0 | 0 | 0 | 0 | 0 | 0 | 0 | 0 | 0.13157 | 0.12389 | 0.12508 | 0.12972 | 0.12613 | 0.12 | 0.13079 | 0.12688 | 0.12061
16 | 0.342 | 0.588 | 0.419 | 0.36 | 0.32 | 0.26 | -1.7995 | 1.1857 | -1.1465 | 0.67828 | 0.23752 | 0.28147 | 0.29636 | 0.24008 | 0.29368 | 0.30711 | 0.23499 | 0.28172 | 0.29639 | 0 | -0.018696 | -0.016911 | 0 | -0.016685 | -0.024594 | 0 | -0.010356 | -0.018194 | 0.11854 | 0.10864 | 0.10997 | 0.11672 | 0.10984 | 0.1039 | 0.11891 | 0.11511 | 0.10867
17 | 0.37 | 0.616 | 0.366 | 0.16 | 0.12 | 0.09 | -1.8707 | 1.2146 | -1.1741 | 0.68388 | 0.2996 | 0.34791 | 0.35443 | 0.29897 | 0.35626 | 0.36119 | 0.29054 | 0.33773 | 0.34385 | -0.01904 | -0.03411 | -0.038341 | -0.019497 | -0.040785 | -0.033407 | -0.014697 | -0.029636 | -0.033693 | 0.10835 | 0.097782 | 0.094601 | 0.10784 | 0.092612 | 0.098007 | 0.11133 | 0.10074 | 0.097692
18 | 0.382 | 0.329 | 0.38 | 0.03 | 0 | 0 | -1.9059 | 1.2314 | -1.1857 | 0.68685 | 0.3445 | 0.39249 | 0.39019 | 0.32685 | 0.3713 | 0.36898 | 0.32642 | 0.37086 | 0.36805 | -0.033608 | -0.047883 | -0.047433 | -0.024123 | -0.037348 | -0.03677 | -0.024162 | -0.037619 | -0.036693 | 0.098344 | 0.088293 | 0.08844 | 0.10468 | 0.09559 | 0.095809 | 0.10456 | 0.095275 | 0.095795
19 | 0.455 | 0.307 | 0.406 | 0 | 0 | 0 | -1.9305 | 1.2411 | -1.1957 | 0.68852 | 0.37445 | 0.41887 | 0.41736 | 0.34775 | 0.38437 | 0.38186 | 0.35199 | 0.39088 | 0.3884 | -0.037983 | -0.050708 | -0.050753 | -0.034886 | -0.043516 | -0.042838 | -0.037549 | -0.047897 | -0.047118 | 0.095352 | 0.08665 | 0.086566 | 0.097137 | 0.091433 | 0.091745 | 0.095133 | 0.088185 | 0.088571
20 | 0.617 | 0.352 | 0.46 | 0 | 0 | 0 | -1.9509 | 1.2497 | -1.2041 | 0.69024 | 0.38939 | 0.44133 | 0.43869 | 0.3677 | 0.40966 | 0.40755 | 0.36672 | 0.41034 | 0.40795 | -0.045542 | -0.062418 | -0.062081 | -0.034559 | -0.046005 | -0.045748 | -0.034191 | -0.046801 | -0.046323 | 0.090002 | 0.078579 | 0.078693 | 0.097736 | 0.089837 | 0.090064 | 0.09798 | 0.089324 | 0.089569
21 | 0.848 | 0.447 | 0.642 | 0 | 0 | 0 | -1.9609 | 1.2554 | -1.2074 | 0.69159 | 0.39971 | 0.46019 | 0.45564 | 0.37293 | 0.41819 | 0.4158 | 0.381 | 0.43301 | 0.42997 | -0.051486 | -0.061808 | -0.061022 | -0.037752 | -0.052015 | -0.051143 | -0.041838 | -0.05967 | -0.058625 | 0.086066 | 0.079379 | 0.079816 | 0.095408 | 0.085944 | 0.086264 | 0.092633 | 0.080427 | 0.081022
22 | 0.982 | 0.41 | 0.772 | 0 | 0 | 0 | -1.9569 | 1.2546 | -1.2052 | 0.69132 | 0.39532 | 0.45779 | 0.45298 | 0.36937 | 0.41286 | 0.4104 | 0.38232 | 0.43777 | 0.43358 | -0.049568 | -0.061996 | -0.060674 | -0.03587 | -0.048502 | -0.048106 | -0.042889 | -0.063423 | -0.061587 | 0.087204 | 0.077299 | 0.079657 | 0.096694 | 0.088047 | 0.088368 | 0.091567 | 0.077724 | 0.078456
23 | 0.984 | 0.691 | 1 | 0 | 0 | 0 | -1.9607 | 1.2581 | -1.2055 | 0.69225 | 0.3847 | 0.4445 | 0.43925 | 0.37616 | 0.42954 | 0.42553 | 0.40133 | 0.46776 | 0.4629 | -0.044222 | -0.056081 | -0.065134 | -0.039786 | -0.058856 | -0.057165 | -0.053787 | -0.069315 | -0.067555 | 0.090823 | 0.081758 | 0.076117 | 0.093897 | 0.08062 | 0.081726 | 0.084048 | 0.073837 | 0.074885
24 | 1 | 0.7 | 0.932 | 0 | 0 | 0 | -1.9539 | 1.2549 | -1.203 | 0.69129 | 0.37692 | 0.43548 | 0.4303 | 0.37564 | 0.42978 | 0.42582 | 0.39251 | 0.45447 | 0.44912 | -0.040688 | -0.063257 | -0.060768 | -0.039598 | -0.059091 | -0.057249 | -0.049011 | -0.0622 | -0.060416 | 0.093192 | 0.077607 | 0.07903 | 0.094028 | 0.080674 | 0.081683 | 0.087356 | 0.078575 | 0.080037

## bt3876_kW_variation
kW_3ph | Voltage variation for power extracted for every hour and every phase | [71 empty] | Voltage variation for power injected for every hour and every phase | [71 empty] | Losses variation for power extracted for every hour | [23 empty] | Losses variation for power injected for every hour | [23 empty] | Power flow variation in the substation for power extracted every hour | [23 empty] | Power flow variation in the substation for power injected every hour
| Vact_1_1_ext | Vact_1_2_ext | Vact_1_3_ext | Vact_2_1_ext | Vact_2_2_ext | Vact_2_3_ext | Vact_3_1_ext | Vact_3_2_ext | Vact_3_3_ext | Vact_4_1_ext | Vact_4_2_ext | Vact_4_3_ext | Vact_5_1_ext | Vact_5_2_ext | Vact_5_3_ext | Vact_6_1_ext | Vact_6_2_ext | Vact_6_3_ext | Vact_7_1_ext | Vact_7_2_ext | Vact_7_3_ext | Vact_8_1_ext | Vact_8_2_ext | Vact_8_3_ext | Vact_9_1_ext | Vact_9_2_ext | Vact_9_3_ext | Vact_10_1_ext | Vact_10_2_ext | Vact_10_3_ext | Vact_11_1_ext | Vact_11_2_ext | Vact_11_3_ext | Vact_12_1_ext | Vact_12_2_ext | Vact_12_3_ext | Vact_13_1_ext | Vact_13_2_ext | Vact_13_3_ext | Vact_14_1_ext | Vact_14_2_ext | Vact_14_3_ext | Vact_15_1_ext | Vact_15_2_ext | Vact_15_3_ext | Vact_16_1_ext | Vact_16_2_ext | Vact_16_3_ext | Vact_17_1_ext | Vact_17_2_ext | Vact_17_3_ext | Vact_18_1_ext | Vact_18_2_ext | Vact_18_3_ext | Vact_19_1_ext | Vact_19_2_ext | Vact_19_3_ext | Vact_20_1_ext | Vact_20_2_ext | Vact_20_3_ext | Vact_21_1_ext | Vact_21_2_ext | Vact_21_3_ext | Vact_22_1_ext | Vact_22_2_ext | Vact_22_3_ext | Vact_23_1_ext | Vact_23_2_ext | Vact_23_3_ext | Vact_24_1_ext | Vact_24_2_ext | Vact_24_3_ext | Vact_1_1_inj | Vact_1_2_inj | Vact_1_3_inj | Vact_2_1_inj | Vact_2_2_inj | Vact_2_3_inj | Vact_3_1_inj | Vact_3_2_inj | Vact_3_3_inj | Vact_4_1_inj | Vact_4_2_inj | Vact_4_3_inj | Vact_5_1_inj | Vact_5_2_inj | Vact_5_3_inj | Vact_6_1_inj | Vact_6_2_inj | Vact_6_3_inj | Vact_7_1_inj | Vact_7_2_inj | Vact_7_3_inj | Vact_8_1_inj | Vact_8_2_inj | Vact_8_3_inj | Vact_9_1_inj | Vact_9_2_inj | Vact_9_3_inj | Vact_10_1_inj | Vact_10_2_inj | Vact_10_3_inj | Vact_11_1_inj | Vact_11_2_inj | Vact_11_3_inj | Vact_12_1_inj | Vact_12_2_inj | Vact_12_3_inj | Vact_13_1_inj | Vact_13_2_inj | Vact_13_3_inj | Vact_14_1_inj | Vact_14_2_inj | Vact_14_3_inj | Vact_15_1_inj | Vact_15_2_inj | Vact_15_3_inj | Vact_16_1_inj | Vact_16_2_inj | Vact_16_3_inj | Vact_17_1_inj | Vact_17_2_inj | Vact_17_3_inj | Vact_18_1_inj | Vact_18_2_inj | Vact_18_3_inj | Vact_19_1_inj | Vact_19_2_inj | Vact_19_3_inj | Vact_20_1_inj | Vact_20_2_inj | Vact_20_3_inj | Vact_21_1_inj | Vact_21_2_inj | Vact_21_3_inj | Vact_22_1_inj | Vact_22_2_inj | Vact_22_3_inj | Vact_23_1_inj | Vact_23_2_inj | Vact_23_3_inj | Vact_24_1_inj | Vact_24_2_inj | Vact_24_3_inj | L_1_ext | L_2_ext | L_3_ext | L_4_ext | L_5_ext | L_6_ext | L_7_ext | L_8_ext | L_9_ext | L_10_ext | L_11_ext | L_12_ext | L_13_ext | L_14_ext | L_15_ext | L_16_ext | L_17_ext | L_18_ext | L_19_ext | L_20_ext | L_21_ext | L_22_ext | L_23_ext | L_24_ext | L_1_inj | L_2_inj | L_3_inj | L_4_inj | L_5_inj | L_6_inj | L_7_inj | L_8_inj | L_9_inj | L_10_inj | L_11_inj | L_12_inj | L_13_inj | L_14_inj | L_15_inj | L_16_inj | L_17_inj | L_18_inj | L_19_inj | L_20_inj | L_21_inj | L_22_inj | L_23_inj | L_24_inj | SE_1_ext | SE_2_ext | SE_3_ext | SE_4_ext | SE_5_ext | SE_6_ext | SE_7_ext | SE_8_ext | SE_9_ext | SE_10_ext | SE_11_ext | SE_12_ext | SE_13_ext | SE_14_ext | SE_15_ext | SE_16_ext | SE_17_ext | SE_18_ext | SE_19_ext | SE_20_ext | SE_21_ext | SE_22_ext | SE_23_ext | SE_24_ext | SE_1_inj | SE_2_inj | SE_3_inj | SE_4_inj | SE_5_inj | SE_6_inj | SE_7_inj | SE_8_inj | SE_9_inj | SE_10_inj | SE_11_inj | SE_12_inj | SE_13_inj | SE_14_inj | SE_15_inj | SE_16_inj | SE_17_inj | SE_18_inj | SE_19_inj | SE_20_inj | SE_21_inj | SE_22_inj | SE_23_inj | SE_24_inj
0 | 0 | 0 | 0 | 0 | 0 | 0 | 0 | 0 | 0 | 0 | 0 | 0 | 0 | 0 | 0 | 0 | 0 | 0 | 0 | 0 | 0 | 0 | 0 | 0 | 0 | 0 | 0 | 0 | 0 | 0 | 0 | 0 | 0 | 0 | 0 | 0 | 0 | 0 | 0 | 0 | 0 | 0 | 0 | 0 | 0 | 0 | 0 | 0 | 0 | 0 | 0 | 0 | 0 | 0 | 0 | 0 | 0 | 0 | 0 | 0 | 0 | 0 | 0 | 0 | 0 | 0 | 0 | 0 | 0 | 0 | 0 | 0 | 0 | 0 | 0 | 0 | 0 | 0 | 0 | 0 | 0 | 0 | 0 | 0 | 0 | 0 | 0 | 0 | 0 | 0 | 0 | 0 | 0 | 0 | 0 | 0 | 0 | 0 | 0 | 0 | 0 | 0 | 0 | 0 | 0 | 0 | 0 | 0 | 0 | 0 | 0 | 0 | 0 | 0 | 0 | 0 | 0 | 0 | 0 | 0 | 0 | 0 | 0 | 0 | 0 | 0 | 0 | 0 | 0 | 0 | 0 | 0 | 0 | 0 | 0 | 0 | 0 | 0 | 0 | 0 | 0 | 0 | 0 | 0 | 0 | 0 | 0 | 0 | 0 | 0 | 0 | 0 | 0 | 0 | 0 | 0 | 0 | 0 | 0 | 0 | 0 | 0 | 0 | 0 | 0 | 0 | 0 | 0 | 0 | 0 | 0 | 0 | 0 | 0 | 0 | 0 | 0 | 0 | 0 | 0 | 0 | 0 | 0 | 0 | 0 | 0 | 0 | 0 | 0 | 0 | 0 | 0 | 0 | 0 | 0 | 0 | 0 | 0 | 0 | 0 | 0 | 0 | 0 | 0 | 0 | 0 | 0 | 0 | 0 | 0 | 0 | 0 | 0 | 0 | 0 | 0 | 0 | 0 | 0 | 0 | 0 | 0 | 0 | 0 | 0 | 0 | 0 | 0 | 0 | 0 | 0 | 0 | 0 | 0 | 0 | 0 | 0 | 0 | 0 | 0
5 | -2.5128 | -2.5255 | -2.5226 | -2.4989 | -2.5108 | -2.508 | -2.4918 | -2.503 | -2.5002 | -2.4798 | -2.4907 | -2.4882 | -2.4735 | -2.4839 | -2.4815 | -2.4365 | -2.4435 | -2.4412 | -2.3411 | -2.3409 | -2.3389 | -2.2746 | -2.2692 | -2.2668 | -2.2035 | -2.1941 | -2.191 | -2.1657 | -2.1532 | -2.1497 | -2.128 | -2.113 | -2.1092 | -2.1222 | -2.1071 | -2.1029 | -2.1565 | -2.1443 | -2.141 | -2.1999 | -2.1899 | -2.1863 | -2.2785 | -2.2718 | -2.2686 | -2.3642 | -2.3636 | -2.3603 | -2.4296 | -2.4346 | -2.4313 | -2.4638 | -2.4715 | -2.4681 | -2.4873 | -2.4962 | -2.4921 | -2.51 | -2.5201 | -2.5156 | -2.535 | -2.5472 | -2.5425 | -2.5393 | -2.5517 | -2.5472 | -2.6765 | -2.6301 | -2.6293 | -2.6331 | -2.596 | -2.5671 | 2.4422 | 2.4544 | 2.4519 | 2.4293 | 2.4408 | 2.4381 | 2.4228 | 2.4336 | 2.431 | 2.4118 | 2.4223 | 2.4199 | 2.4061 | 2.4161 | 2.4138 | 2.3719 | 2.3786 | 2.3764 | 2.2831 | 2.2829 | 2.2811 | 2.221 | 2.2158 | 2.2135 | 2.1543 | 2.1452 | 2.1422 | 2.1187 | 2.1066 | 2.1032 | 2.083 | 2.0686 | 2.0649 | 2.0776 | 2.063 | 2.0588 | 2.11 | 2.0981 | 2.095 | 2.1508 | 2.1411 | 2.1376 | 2.2245 | 2.218 | 2.215 | 2.3046 | 2.3041 | 2.3008 | 2.3656 | 2.3704 | 2.3672 | 2.3974 | 2.4048 | 2.4015 | 2.419 | 2.4275 | 2.4235 | 2.4398 | 2.4495 | 2.4452 | 2.4626 | 2.4743 | 2.4947 | 2.4664 | 2.4785 | 2.4986 | 2.5699 | 2.5656 | 2.5445 | 2.4829 | 2.4972 | 2.4921 | 0.62592 | 0.58838 | 0.56739 | 0.53548 | 0.51515 | 0.42461 | 0.20115 | 0.039961 | -0.13278 | -0.21847 | -0.30492 | -0.31679 | -0.23454 | -0.12873 | 0.062399 | 0.25592 | 0.40005 | 0.4777 | 0.53853 | 0.59844 | 0.67073 | 0.68856 | 0.79691 | 0.75101 | -0.49319 | -0.45663 | -0.43705 | -0.4069 | -0.38776 | -0.30259 | -0.091789 | 0.060696 | 0.22528 | 0.30678 | 0.38969 | 0.40081 | 0.32203 | 0.22128 | 0.039305 | -0.14365 | -0.27928 | -0.35252 | -0.40958 | -0.46491 | -0.53797 | -0.55411 | -0.66411 | -0.60404 | 5.3406 | 5.3216 | 5.3109 | 5.295 | 5.2835 | 5.209 | 5.0164 | 4.8759 | 4.7256 | 4.6364 | 4.5472 | 4.5377 | 4.6169 | 4.7083 | 4.868 | 5.0496 | 5.1901 | 5.2642 | 5.2945 | 5.3227 | 5.3573 | 5.3663 | 5.2895 | 5.3623 | -5.2069 | -5.1978 | -5.1881 | -5.1734 | -5.1633 | -5.0937 | -4.9124 | -4.7802 | -4.6372 | -4.5517 | -4.4666 | -4.4579 | -4.5334 | -4.6202 | -4.7719 | -4.9435 | -5.0754 | -5.1459 | -5.1734 | -5.1994 | -5.2289 | -5.2375 | -5.264 | -5.2691
10 | -5.1403 | -5.1222 | -5.1222 | -5.0732 | -5.0973 | -5.0917 | -5.0582 | -5.0809 | -5.0754 | -5.0333 | -5.0553 | -5.0502 | -5.0198 | -5.041 | -5.0361 | -4.9427 | -4.9569 | -4.9523 | -4.7444 | -4.7439 | -4.7399 | -4.6065 | -4.5955 | -4.5905 | -4.4593 | -4.4402 | -4.4339 | -4.3814 | -4.356 | -4.3487 | -4.3036 | -4.2732 | -4.2655 | -4.2918 | -4.261 | -4.2524 | -4.3625 | -4.3376 | -4.3309 | -4.4522 | -4.4317 | -4.4244 | -4.6148 | -4.6011 | -4.5947 | -4.7923 | -4.7912 | -4.7844 | -4.9281 | -4.9384 | -4.9317 | -4.9994 | -5.0151 | -5.0083 | -5.0485 | -5.0666 | -5.0583 | -5.0961 | -5.1167 | -5.1076 | -5.1987 | -5.2428 | -5.1591 | -5.2164 | -5.2835 | -5.2075 | -5.2271 | -5.1812 | -5.3033 | -5.3081 | -5.2698 | -5.2707 | 4.8187 | 4.8429 | 4.8376 | 4.794 | 4.8167 | 4.8114 | 4.7816 | 4.803 | 4.7977 | 4.7604 | 4.7811 | 4.7763 | 4.7495 | 4.7692 | 4.7647 | 4.6836 | 4.6969 | 4.6926 | 4.5121 | 4.5116 | 4.508 | 4.3918 | 4.3815 | 4.3769 | 4.2623 | 4.2445 | 4.2386 | 4.193 | 4.1693 | 4.1624 | 4.1236 | 4.0951 | 4.0878 | 4.113 | 4.0842 | 4.076 | 4.176 | 4.1527 | 4.1464 | 4.2553 | 4.2363 | 4.2294 | 4.3982 | 4.3856 | 4.3796 | 4.5536 | 4.5526 | 4.5461 | 4.6716 | 4.681 | 4.6748 | 4.733 | 4.7475 | 4.7411 | 4.7745 | 4.7913 | 4.7834 | 4.8145 | 4.8337 | 4.8251 | 4.8581 | 4.8811 | 4.8974 | 4.8653 | 4.8891 | 4.9052 | 4.9983 | 5.0077 | 4.9813 | 4.8968 | 4.9249 | 4.9149 | 1.3978 | 1.3187 | 1.2763 | 1.2094 | 1.1675 | 0.98011 | 0.51875 | 0.18705 | -0.16772 | -0.34343 | -0.52065 | -0.54485 | -0.37642 | -0.15959 | 0.23321 | 0.63205 | 0.92939 | 1.0902 | 1.2161 | 1.3395 | 1.4938 | 1.5332 | 1.7032 | 1.6435 | -0.85993 | -0.79022 | -0.75232 | -0.69407 | -0.65676 | -0.4911 | -0.08105 | 0.21665 | 0.53774 | 0.69765 | 0.85958 | 0.88147 | 0.72724 | 0.53005 | 0.17481 | -0.18194 | -0.44564 | -0.58808 | -0.69855 | -0.80751 | -0.94386 | -0.97616 | -1.1756 | -1.0761 | 10.8081 | 10.7761 | 10.7525 | 10.7202 | 10.6966 | 10.5422 | 10.1435 | 9.8542 | 9.5449 | 9.3617 | 9.1795 | 9.1599 | 9.3223 | 9.51 | 9.8389 | 10.2128 | 10.5023 | 10.6563 | 10.7197 | 10.7801 | 10.7865 | 10.7975 | 10.5996 | 10.7163 | -10.3053 | -10.2802 | -10.2618 | -10.2336 | -10.2145 | -10.0793 | -9.7273 | -9.4694 | -9.1909 | -9.0234 | -8.8567 | -8.8392 | -8.9871 | -9.157 | -9.4525 | -9.7871 | -10.044 | -10.181 | -10.2333 | -10.2805 | -10.3429 | -10.358 | -10.4272 | -10.4152
15 | -7.8658 | -7.8722 | -7.8284 | -7.7872 | -7.7826 | -7.754 | -7.7608 | -7.7653 | -7.7325 | -7.6986 | -7.6972 | -7.6926 | -7.674 | -7.678 | -7.6702 | -7.5243 | -7.5461 | -7.539 | -7.2147 | -7.2138 | -7.2077 | -6.9997 | -6.9829 | -6.9753 | -6.7709 | -6.7418 | -6.7321 | -6.6503 | -6.6115 | -6.6004 | -6.5299 | -6.4835 | -6.4717 | -6.5116 | -6.4647 | -6.4515 | -6.6211 | -6.5831 | -6.5729 | -6.7603 | -6.7289 | -6.7178 | -7.013 | -6.992 | -6.9822 | -7.2895 | -7.2877 | -7.2772 | -7.5013 | -7.517 | -7.5069 | -7.6127 | -7.6369 | -7.6265 | -7.7106 | -7.7158 | -7.7051 | -7.8017 | -7.8818 | -7.8243 | -7.9425 | -7.8897 | -7.917 | -7.9328 | -7.9033 | -7.9248 | -7.8597 | -7.8035 | -7.9698 | -7.923 | -7.8924 | -7.9563 | 7.1342 | 7.17 | 7.1621 | 7.0987 | 7.1323 | 7.1244 | 7.0808 | 7.1124 | 7.1046 | 7.0502 | 7.0809 | 7.0737 | 7.0346 | 7.0637 | 7.057 | 6.9391 | 6.9587 | 6.9525 | 6.6901 | 6.6895 | 6.6842 | 6.5152 | 6.5001 | 6.4933 | 6.3265 | 6.3003 | 6.2915 | 6.2253 | 6.1903 | 6.1802 | 6.1239 | 6.0818 | 6.071 | 6.1085 | 6.0658 | 6.0538 | 6.2004 | 6.1661 | 6.1568 | 6.3162 | 6.2881 | 6.2778 | 6.5243 | 6.5056 | 6.4968 | 6.7504 | 6.7489 | 6.7394 | 6.9219 | 6.9358 | 6.9265 | 7.011 | 7.0324 | 7.0228 | 7.0709 | 7.0958 | 7.084 | 7.1287 | 7.157 | 7.1442 | 7.1913 | 7.2253 | 7.2377 | 7.2016 | 7.2367 | 7.249 | 7.3618 | 7.3844 | 7.3528 | 7.2467 | 7.2882 | 7.2944 | 2.3257 | 2.2039 | 2.1394 | 2.0338 | 1.9692 | 1.6764 | 0.96116 | 0.44846 | -0.098807 | -0.36932 | -0.64191 | -0.67945 | -0.42024 | -0.086287 | 0.51958 | 1.1368 | 1.5981 | 1.8479 | 2.0443 | 2.2445 | 2.4576 | 2.5063 | 2.7576 | 2.6599 | -1.1098 | -1.0091 | -0.95377 | -0.86862 | -0.81431 | -0.57256 | 0.026535 | 0.46241 | 0.93335 | 1.168 | 1.4061 | 1.4381 | 1.2116 | 0.92193 | 0.4011 | -0.12081 | -0.5061 | -0.71398 | -0.87487 | -1.033 | -1.2303 | -1.2772 | -1.5618 | -1.4306 | 16.3422 | 16.3421 | 16.3215 | 16.2818 | 16.2489 | 16.0085 | 15.3894 | 14.9414 | 14.4636 | 14.1816 | 13.9015 | 13.8712 | 14.1211 | 14.4106 | 14.9192 | 15.4978 | 15.9464 | 16.1859 | 16.2835 | 16.3179 | 16.2657 | 16.2514 | 16.0203 | 16.1488 | -15.2949 | -15.2552 | -15.2284 | -15.1875 | -15.1605 | -14.9639 | -14.4499 | -14.0729 | -13.665 | -13.419 | -13.174 | -13.1482 | -13.3658 | -13.6147 | -14.0472 | -14.5367 | -14.9123 | -15.1123 | -15.1872 | -15.2565 | -15.3467 | -15.3687 | -15.4756 | -15.4582
20 | -10.5696 | -10.5804 | -10.599 | -10.5436 | -10.5646 | -10.5306 | -10.5058 | -10.5226 | -10.5046 | -10.4274 | -10.4932 | -10.44 | -10.3975 | -10.4482 | -10.411 | -10.2099 | -10.2155 | -10.208 | -9.7573 | -9.756 | -9.7477 | -9.459 | -9.436 | -9.4257 | -9.1424 | -9.1028 | -9.0897 | -8.976 | -8.9234 | -8.9083 | -8.8102 | -8.7473 | -8.7312 | -8.785 | -8.7213 | -8.7034 | -8.9359 | -8.8843 | -8.8705 | -9.1281 | -9.0855 | -9.0704 | -9.4778 | -9.4493 | -9.436 | -9.8612 | -9.8588 | -9.8446 | -10.1557 | -10.1771 | -10.1633 | -10.3285 | -10.3583 | -10.3278 | -10.445 | -10.5231 | -10.4854 | -10.5608 | -10.5723 | -10.5921 | -10.6505 | -10.5893 | -10.6657 | -10.6345 | -10.6049 | -10.6694 | -10.5727 | -10.5188 | -10.6976 | -10.6312 | -10.5926 | -10.6913 | 9.3929 | 9.44 | 9.4295 | 9.3473 | 9.3915 | 9.381 | 9.3244 | 9.3659 | 9.3556 | 9.2851 | 9.3254 | 9.3159 | 9.2651 | 9.3034 | 9.2945 | 9.1422 | 9.1678 | 9.1597 | 8.8203 | 8.8195 | 8.8126 | 8.594 | 8.5741 | 8.5653 | 8.3494 | 8.3149 | 8.3035 | 8.2179 | 8.1719 | 8.1586 | 8.0861 | 8.0307 | 8.0166 | 8.066 | 8.01 | 7.9941 | 8.1854 | 8.1404 | 8.1281 | 8.3357 | 8.2989 | 8.2854 | 8.6055 | 8.5809 | 8.5693 | 8.8982 | 8.8963 | 8.8838 | 9.12 | 9.1382 | 9.1261 | 9.2352 | 9.2632 | 9.2506 | 9.3122 | 9.3448 | 9.3292 | 9.3864 | 9.4235 | 9.4067 | 9.4666 | 9.5112 | 9.5197 | 9.4796 | 9.5257 | 9.5342 | 9.6647 | 9.7002 | 9.6636 | 9.5372 | 9.5917 | 9.5935 | 3.3913 | 3.2422 | 3.1555 | 3.0181 | 2.93 | 2.526 | 1.5378 | 0.8319 | 0.080705 | -0.29002 | -0.66322 | -0.71462 | -0.35977 | 0.097664 | 0.92985 | 1.7799 | 2.4174 | 2.7638 | 3.0349 | 3.2863 | 3.5671 | 3.632 | 3.978 | 3.8378 | -1.2519 | -1.12 | -1.0483 | -0.93787 | -0.86734 | -0.55673 | 0.22562 | 0.79346 | 1.4081 | 1.7146 | 2.0257 | 2.0673 | 1.7712 | 1.3929 | 0.71359 | 0.033975 | -0.46657 | -0.73659 | -0.94531 | -1.1504 | -1.405 | -1.4658 | -1.8309 | -1.6645 | 21.9236 | 21.9524 | 21.9554 | 21.941 | 21.9127 | 21.6164 | 20.763 | 20.1453 | 19.4878 | 19.1023 | 18.7192 | 18.6773 | 19.0192 | 19.4167 | 20.1167 | 20.914 | 21.533 | 21.8561 | 21.9306 | 21.9278 | 21.84 | 21.8185 | 21.582 | 21.7116 | -20.1767 | -20.1293 | -20.0944 | -20.0421 | -20.0073 | -19.7533 | -19.0855 | -18.5951 | -18.0637 | -17.7421 | -17.4217 | -17.3878 | -17.6726 | -17.9973 | -18.5602 | -19.1975 | -19.6862 | -19.9459 | -20.0419 | -20.1301 | -20.2465 | -20.2754 | -20.4165 | -20.3758
25 | -13.3369 | -13.3471 | -13.4019 | -13.2927 | -13.3223 | -13.3539 | -13.2809 | -13.3004 | -13.3051 | -13.2398 | -13.2695 | -13.2593 | -13.2243 | -13.2421 | -13.2316 | -12.9704 | -13.0358 | -12.9786 | -12.3783 | -12.3767 | -12.366 | -11.9895 | -11.9602 | -11.9469 | -11.5781 | -11.5276 | -11.5109 | -11.3627 | -11.2957 | -11.2764 | -11.1482 | -11.0681 | -11.0476 | -11.1156 | -11.0345 | -11.0118 | -11.311 | -11.2452 | -11.2276 | -11.5601 | -11.5057 | -11.4865 | -12.0147 | -11.9782 | -11.9612 | -12.5141 | -12.5109 | -12.4928 | -12.9286 | -12.9835 | -12.9213 | -13.1172 | -13.1724 | -13.1584 | -13.2632 | -13.2869 | -13.2872 | -13.3815 | -13.3463 | -13.4003 | -13.4446 | -13.3813 | -13.4712 | -13.4231 | -13.3974 | -13.4721 | -13.4049 | -13.3286 | -13.5234 | -13.4511 | -13.3992 | -13.5457 | 11.5983 | 11.6564 | 11.6433 | 11.5433 | 11.5979 | 11.5849 | 11.5158 | 11.5671 | 11.5543 | 11.4684 | 11.5181 | 11.5064 | 11.4444 | 11.4916 | 11.4806 | 11.2957 | 11.3273 | 11.3173 | 10.9054 | 10.9045 | 10.896 | 10.6305 | 10.6061 | 10.5953 | 10.3331 | 10.2906 | 10.2765 | 10.1727 | 10.116 | 10.0997 | 10.0119 | 9.9437 | 9.9263 | 9.9874 | 9.9184 | 9.8988 | 10.133 | 10.0775 | 10.0625 | 10.3159 | 10.2707 | 10.254 | 10.6441 | 10.6139 | 10.5996 | 10.9998 | 10.9975 | 10.9822 | 11.2692 | 11.2915 | 11.2765 | 11.4087 | 11.4432 | 11.4276 | 11.5016 | 11.5417 | 11.5226 | 11.5911 | 11.6368 | 11.616 | 11.6875 | 11.7424 | 11.7473 | 11.703 | 11.7598 | 11.7646 | 11.9111 | 11.9591 | 11.9272 | 11.7721 | 11.8391 | 11.8371 | 4.6215 | 4.4317 | 4.3249 | 4.1571 | 4.0503 | 3.5402 | 2.2591 | 1.3471 | 0.37855 | -0.098528 | -0.57786 | -0.64421 | -0.18829 | 0.40004 | 1.4729 | 2.5733 | 3.4032 | 3.8433 | 4.1779 | 4.4937 | 4.85 | 4.9308 | 5.3827 | 5.2042 | -1.2907 | -1.1294 | -1.0421 | -0.90776 | -0.82151 | -0.44221 | 0.51143 | 1.2056 | 1.9578 | 2.3335 | 2.7153 | 2.7659 | 2.4028 | 1.9392 | 1.1079 | 0.27768 | -0.33278 | -0.66188 | -0.9159 | -1.1649 | -1.4744 | -1.5484 | -1.9921 | -1.8006 | 27.6411 | 27.6646 | 27.6699 | 27.6699 | 27.6583 | 27.3355 | 26.2743 | 25.4748 | 24.6256 | 24.1295 | 23.638 | 23.5841 | 24.0234 | 24.5355 | 25.4403 | 26.4717 | 27.2449 | 27.616 | 27.6698 | 27.6439 | 27.5645 | 27.5382 | 27.2876 | 27.4213 | -24.9638 | -24.9079 | -24.866 | -24.8032 | -24.7614 | -24.452 | -23.6388 | -23.0401 | -22.3905 | -21.9961 | -21.6028 | -21.5615 | -21.9105 | -22.3079 | -22.9954 | -23.7744 | -24.3708 | -24.6873 | -24.8024 | -24.9092 | -25.0487 | -25.0835 | -25.2562 | -25.2018
30 | -16.1984 | -16.2155 | -16.2814 | -16.1468 | -16.182 | -16.2159 | -16.1315 | -16.1534 | -16.1837 | -16.0738 | -16.106 | -16.1282 | -16.0578 | -16.072 | -16.1006 | -15.8483 | -15.86 | -15.839 | -15.105 | -15.0809 | -15.0696 | -14.5972 | -14.5614 | -14.545 | -14.0831 | -14.0212 | -14.0007 | -13.8148 | -13.7328 | -13.7093 | -13.548 | -13.4501 | -13.425 | -13.5075 | -13.4085 | -13.3807 | -13.7507 | -13.6702 | -13.6487 | -14.0614 | -13.9946 | -13.9712 | -14.6296 | -14.5849 | -14.564 | -15.293 | -15.2627 | -15.248 | -15.7419 | -15.8055 | -15.7653 | -16.0255 | -16.028 | -16.0217 | -16.1545 | -16.1382 | -16.1464 | -16.2687 | -16.2237 | -16.2851 | -16.3669 | -16.2786 | -16.3817 | -16.3368 | -16.2956 | -16.3793 | -16.3469 | -16.2559 | -16.4535 | -16.3866 | -16.2981 | -16.4579 | 13.7538 | 13.8225 | 13.807 | 13.69 | 13.7547 | 13.7393 | 13.6583 | 13.719 | 13.7038 | 13.6033 | 13.6622 | 13.6482 | 13.5756 | 13.6315 | 13.6185 | 13.4027 | 13.4401 | 13.4283 | 12.9478 | 12.9468 | 12.9368 | 12.6271 | 12.5983 | 12.5855 | 12.2795 | 12.2293 | 12.2125 | 12.0916 | 12.0246 | 12.0052 | 11.9022 | 11.8312 | 11.8212 | 11.8799 | 11.8059 | 11.803 | 12.045 | 11.9794 | 11.9616 | 12.259 | 12.2056 | 12.1858 | 12.6424 | 12.6069 | 12.59 | 13.0579 | 13.0552 | 13.037 | 13.3721 | 13.3985 | 13.3808 | 13.5347 | 13.5754 | 13.5568 | 13.6425 | 13.6899 | 13.6671 | 13.7462 | 13.8002 | 13.7754 | 13.8576 | 13.9224 | 13.9237 | 13.8752 | 13.9425 | 13.9436 | 14.1047 | 14.1648 | 14.1283 | 13.9549 | 14.0343 | 14.028 | 6.0387 | 5.8043 | 5.6743 | 5.4669 | 5.3375 | 4.7215 | 3.1381 | 2.0037 | 0.80322 | 0.21308 | -0.37922 | -0.46132 | 0.10183 | 0.8294 | 2.1598 | 3.5304 | 4.5502 | 5.0944 | 5.4983 | 5.8875 | 6.3293 | 6.4262 | 6.9891 | 6.7603 | -1.2327 | -1.043 | -0.94135 | -0.7836 | -0.68255 | -0.23785 | 0.87954 | 1.6948 | 2.5794 | 3.0218 | 3.4753 | 3.5387 | 3.1032 | 2.5574 | 1.5799 | 0.60569 | -0.10973 | -0.4953 | -0.79234 | -1.0846 | -1.4447 | -1.5315 | -2.0488 | -1.8256 | 33.519 | 33.5365 | 33.5393 | 33.5344 | 33.523 | 33.1661 | 31.9323 | 30.939 | 29.8844 | 29.2717 | 28.6651 | 28.5981 | 29.1407 | 29.7751 | 30.8997 | 32.1654 | 33.0585 | 33.497 | 33.5446 | 33.5269 | 33.4541 | 33.4238 | 33.1539 | 33.2936 | -29.6601 | -29.5961 | -29.5473 | -29.4753 | -29.4271 | -29.066 | -28.1136 | -27.4111 | -26.6485 | -26.1839 | -25.7402 | -25.7098 | -26.0828 | -26.5501 | -27.3575 | -28.2714 | -28.971 | -29.3416 | -29.4744 | -29.5947 | -29.7591 | -29.8001 | -30.0015 | -29.9369
35 | -19.1926 | -19.2021 | -19.2771 | -19.1057 | -19.1487 | -19.1914 | -19.0858 | -19.1119 | -19.1528 | -19.0211 | -19.0549 | -19.0838 | -19.0048 | -19.0132 | -19.0535 | -18.7555 | -18.7575 | -18.7752 | -17.9103 | -17.8827 | -17.8784 | -17.2891 | -17.2464 | -17.2268 | -16.663 | -16.5892 | -16.5648 | -16.3376 | -16.24 | -16.212 | -16.0145 | -15.898 | -15.8681 | -15.9655 | -15.8476 | -15.8146 | -16.2602 | -16.1643 | -16.1387 | -16.6375 | -16.5579 | -16.53 | -17.3532 | -17.2758 | -17.2514 | -18.1071 | -18.1354 | -18.0943 | -18.7139 | -18.7035 | -18.6941 | -18.967 | -18.9597 | -18.9585 | -19.1282 | -19.1013 | -19.112 | -19.2625 | -19.2096 | -19.2911 | -19.3786 | -19.2993 | -19.4362 | -19.3707 | -19.3164 | -19.4328 | -19.3731 | -19.2772 | -19.515 | -19.4 | -19.3288 | -19.509 | 15.862 | 15.9414 | 15.9233 | 15.7902 | 15.8649 | 15.847 | 15.7546 | 15.8245 | 15.8069 | 15.6926 | 15.7605 | 15.7443 | 15.6615 | 15.7258 | 15.7108 | 15.4658 | 15.5089 | 15.4952 | 14.9499 | 14.9488 | 14.9373 | 14.5857 | 14.5526 | 14.5379 | 14.1904 | 14.1327 | 14.1134 | 13.9809 | 13.9074 | 13.8985 | 13.8107 | 13.6996 | 13.7413 | 13.7934 | 13.6865 | 13.7197 | 13.9375 | 13.8591 | 13.8618 | 14.1666 | 14.1053 | 14.0824 | 14.6026 | 14.5618 | 14.5423 | 15.0747 | 15.0717 | 15.0507 | 15.4315 | 15.4618 | 15.4413 | 15.6159 | 15.6626 | 15.6411 | 15.7374 | 15.792 | 15.7656 | 15.8545 | 15.9165 | 15.888 | 15.9798 | 16.0543 | 16.052 | 15.9994 | 16.0768 | 16.0744 | 16.2486 | 16.3206 | 16.2795 | 16.0888 | 16.1802 | 16.1697 | 7.668 | 7.382 | 7.2255 | 6.9764 | 6.8224 | 6.0857 | 4.1849 | 2.814 | 1.3644 | 0.65359 | -0.058953 | -0.15791 | 0.51906 | 1.3955 | 3.0031 | 4.6574 | 5.8873 | 6.5325 | 7.0203 | 7.4906 | 8.0321 | 8.1424 | 8.8129 | 8.5334 | -1.0808 | -0.86576 | -0.74997 | -0.57036 | -0.45521 | 0.052156 | 1.326 | 2.2576 | 3.2697 | 3.7812 | 4.3197 | 4.3963 | 3.8784 | 3.2444 | 2.1264 | 1.0139 | 0.19792 | -0.24148 | -0.57946 | -0.91147 | -1.3213 | -1.4202 | -2.0072 | -1.7543 | 39.5869 | 39.5916 | 39.5894 | 39.5769 | 39.5632 | 39.153 | 37.7248 | 36.5501 | 35.2741 | 34.5365 | 33.8077 | 33.7273 | 34.3794 | 35.1449 | 36.5053 | 37.9758 | 39.0387 | 39.5341 | 39.6018 | 39.5951 | 39.5148 | 39.4816 | 39.1989 | 39.3394 | -34.274 | -34.1997 | -34.1451 | -34.064 | -34.0097 | -33.5989 | -32.5138 | -31.7125 | -30.8407 | -30.3338 | -29.9064 | -29.889 | -30.237 | -30.727 | -31.6489 | -32.6926 | -33.4907 | -33.9134 | -34.0629 | -34.1984 | -34.3825 | -34.4288 | -34.6578 | -34.5831
40 | -22.3195 | -22.3022 | -22.3901 | -22.2036 | -22.2364 | -22.2905 | -22.1624 | -22.1867 | -22.2439 | -22.0847 | -22.1222 | -22.1617 | -22.0656 | -22.0726 | -22.1227 | -21.7869 | -21.7786 | -21.8051 | -20.8231 | -20.8351 | -20.7878 | -20.0855 | -20.018 | -19.9999 | -19.3244 | -19.2382 | -19.2097 | -18.937 | -18.823 | -18.7903 | -18.5528 | -18.4171 | -18.3822 | -18.4946 | -18.3572 | -18.3188 | -18.8452 | -18.7333 | -18.7034 | -19.2952 | -19.202 | -19.1695 | -20.1553 | -20.0655 | -20.0472 | -21.1062 | -21.0943 | -21.0433 | -21.7386 | -21.7176 | -21.709 | -22.0331 | -22.0119 | -22.0149 | -22.2185 | -22.1784 | -22.2031 | -22.4004 | -22.3375 | -22.4137 | -22.5444 | -22.4233 | -22.6028 | -22.501 | -22.4429 | -22.5944 | -22.5312 | -22.4383 | -22.6864 | -22.5319 | -22.4658 | -22.6592 | 17.9259 | 18.0155 | 17.995 | 17.8469 | 17.9313 | 17.911 | 17.8073 | 17.8863 | 17.8663 | 17.7387 | 17.8154 | 17.7971 | 17.7045 | 17.777 | 17.76 | 17.4874 | 17.5359 | 17.5206 | 16.9136 | 16.9125 | 16.8996 | 16.5083 | 16.471 | 16.4544 | 16.0827 | 16.0102 | 16.0073 | 15.8807 | 15.7772 | 15.8025 | 15.7104 | 15.6074 | 15.6256 | 15.6894 | 15.6038 | 15.6014 | 15.8346 | 15.7278 | 15.7621 | 16.0422 | 15.975 | 15.9548 | 16.5264 | 16.4805 | 16.4585 | 17.0524 | 17.0491 | 17.0254 | 17.4496 | 17.4837 | 17.4606 | 17.6546 | 17.7072 | 17.6829 | 17.7891 | 17.8506 | 17.8207 | 17.9186 | 17.9885 | 17.9562 | 18.0569 | 18.1408 | 18.1351 | 18.0782 | 18.1656 | 18.1597 | 18.3459 | 18.4294 | 18.3838 | 18.1767 | 18.2797 | 18.2652 | 9.5265 | 9.1885 | 9.0021 | 8.7083 | 8.5274 | 7.6626 | 5.4195 | 3.7909 | 2.0733 | 1.2329 | 0.39213 | 0.27475 | 1.0738 | 2.1095 | 4.0131 | 5.986 | 7.4305 | 8.189 | 8.7666 | 9.3274 | 9.9616 | 10.087 | 10.9179 | 10.5439 | -0.84174 | -0.60067 | -0.47311 | -0.27285 | -0.144 | 0.42333 | 1.8474 | 2.8909 | 4.033 | 4.6219 | 5.2449 | 5.3341 | 4.7327 | 3.9993 | 2.7437 | 1.4983 | 0.5863 | 0.095245 | -0.28174 | -0.6517 | -1.1091 | -1.2198 | -1.8733 | -1.5922 | 45.8417 | 45.8475 | 45.8421 | 45.8199 | 45.8025 | 45.3374 | 43.6782 | 42.3142 | 40.805 | 39.9343 | 39.0748 | 38.9799 | 39.749 | 40.6558 | 42.2427 | 43.9995 | 45.2115 | 45.77 | 45.8613 | 45.8565 | 45.7679 | 45.7325 | 45.4538 | 45.5781 | -38.8064 | -38.7066 | -38.6624 | -38.5726 | -38.5127 | -38.0546 | -36.8427 | -35.9464 | -35.0062 | -34.5004 | -34.0846 | -34.0755 | -34.3974 | -34.8516 | -35.8731 | -37.0413 | -37.9342 | -38.4066 | -38.5712 | -38.7209 | -38.9237 | -38.9746 | -39.2296 | -39.1454
45 | -25.5511 | -25.554 | -25.6623 | -25.4491 | -25.4759 | -25.5279 | -25.4212 | -25.4042 | -25.4687 | -25.2936 | -25.324 | -25.3653 | -25.2788 | -25.2696 | -25.3309 | -24.9435 | -24.9328 | -24.9739 | -23.8779 | -23.8737 | -23.814 | -22.974 | -22.9141 | -22.8769 | -22.0748 | -21.9756 | -21.9428 | -21.6198 | -21.4887 | -21.4511 | -21.1692 | -21.0133 | -20.9732 | -21.101 | -20.9432 | -20.8991 | -21.5124 | -21.3837 | -21.3493 | -22.0614 | -21.9342 | -21.8972 | -23.0381 | -22.9754 | -22.9414 | -24.1691 | -24.1358 | -24.0905 | -24.8991 | -24.8679 | -24.8637 | -25.2269 | -25.1893 | -25.2073 | -25.4645 | -25.4187 | -25.457 | -25.6817 | -25.5784 | -25.6885 | -25.8177 | -25.6916 | -25.8885 | -25.7692 | -25.7144 | -25.879 | -25.8339 | -25.7471 | -26.0114 | -25.8207 | -25.7598 | -25.9605 | 19.9477 | 20.0474 | 20.0244 | 19.8619 | 19.9558 | 19.9331 | 19.8188 | 19.9066 | 19.8844 | 19.7441 | 19.8294 | 19.8089 | 19.7069 | 19.7875 | 19.7686 | 19.4696 | 19.5235 | 19.5064 | 18.841 | 18.8398 | 18.8255 | 18.3964 | 18.3551 | 18.3367 | 17.969 | 17.8774 | 17.8943 | 17.7622 | 17.6533 | 17.6712 | 17.575 | 17.4923 | 17.5274 | 17.5509 | 17.4857 | 17.5036 | 17.7119 | 17.6093 | 17.631 | 17.9234 | 17.8286 | 17.8427 | 18.4157 | 18.3648 | 18.3404 | 18.993 | 18.9893 | 18.963 | 19.4286 | 19.4663 | 19.4406 | 19.6531 | 19.7114 | 19.6843 | 19.7998 | 19.868 | 19.8347 | 19.941 | 20.0185 | 19.9825 | 20.0913 | 20.1844 | 20.1753 | 20.1142 | 20.2112 | 20.2019 | 20.399 | 20.4938 | 20.4439 | 20.221 | 20.3355 | 20.317 | 11.6443 | 11.2501 | 11.034 | 10.6864 | 10.4804 | 9.4777 | 6.8697 | 4.9487 | 2.9429 | 1.9627 | 0.98391 | 0.84692 | 1.7768 | 2.9851 | 5.2075 | 7.5237 | 9.2118 | 10.088 | 10.7724 | 11.4189 | 12.1555 | 12.2989 | 13.2705 | 12.8327 | -0.51961 | -0.25549 | -0.11508 | 0.10507 | 0.2469 | 0.87194 | 2.4402 | 3.5915 | 4.872 | 5.5353 | 6.2471 | 6.3467 | 5.6614 | 4.834 | 3.4292 | 2.0559 | 1.0514 | 0.51077 | 0.096413 | -0.30957 | -0.81258 | -0.93465 | -1.6518 | -1.3438 | 52.3083 | 52.3136 | 52.3089 | 52.2649 | 52.2624 | 51.746 | 49.8738 | 48.2308 | 46.4896 | 45.4754 | 44.476 | 44.365 | 45.2605 | 46.3185 | 48.1495 | 50.2204 | 51.6128 | 52.2268 | 52.3368 | 52.3364 | 52.2567 | 52.2217 | 51.9584 | 52.072 | -43.2609 | -43.1527 | -43.1036 | -43.0059 | -42.9408 | -42.4365 | -41.1038 | -40.1161 | -39.1656 | -38.6439 | -38.2599 | -38.2505 | -38.5441 | -38.9908 | -40.033 | -41.3211 | -42.3053 | -42.8253 | -43.0036 | -43.1672 | -43.3866 | -43.4421 | -43.7203 | -43.6278
50 | -28.9329 | -28.9453 | -29.0688 | -28.8171 | -28.8501 | -28.9298 | -28.7829 | -28.7829 | -28.8658 | -28.672 | -28.6853 | -28.7451 | -28.6526 | -28.6223 | -28.6909 | -28.2688 | -28.237 | -28.2883 | -27.0352 | -27.0151 | -26.9814 | -26.0283 | -26.0065 | -25.9132 | -24.9295 | -24.815 | -24.7816 | -24.4052 | -24.2445 | -24.202 | -23.8706 | -23.6936 | -23.648 | -23.7916 | -23.6124 | -23.5623 | -24.2695 | -24.1231 | -24.0841 | -24.913 | -24.7702 | -24.7355 | -26.1601 | -26.0866 | -25.9846 | -27.3745 | -27.3362 | -27.2807 | -28.2013 | -28.1563 | -28.1719 | -28.588 | -28.5395 | -28.5507 | -28.8685 | -28.7827 | -28.8496 | -29.0913 | -28.9808 | -29.1322 | -29.2636 | -29.133 | -29.3418 | -29.2102 | -29.1595 | -29.3315 | -29.3114 | -29.2226 | -29.5136 | -29.2725 | -29.2218 | -29.4349 | 21.9304 | 22.04 | 22.0147 | 21.8376 | 21.9408 | 21.9158 | 21.7911 | 21.8877 | 21.8631 | 21.7108 | 21.8046 | 21.7819 | 21.6708 | 21.7593 | 21.7384 | 21.4143 | 21.4735 | 21.4548 | 20.7336 | 20.7325 | 20.7167 | 20.2662 | 20.2103 | 20.204 | 19.8318 | 19.7331 | 19.7475 | 19.6094 | 19.5181 | 19.5429 | 19.407 | 19.3529 | 19.3991 | 19.3794 | 19.3548 | 19.3716 | 19.555 | 19.4712 | 19.5107 | 19.7872 | 19.685 | 19.696 | 20.2719 | 20.2163 | 20.1895 | 20.8982 | 20.8942 | 20.8653 | 21.3704 | 21.4117 | 21.3835 | 21.6135 | 21.6773 | 21.6475 | 21.7717 | 21.8464 | 21.8097 | 21.9237 | 22.0087 | 21.9692 | 22.0853 | 22.1874 | 22.175 | 22.1096 | 22.2162 | 22.2035 | 22.4105 | 22.5163 | 22.4621 | 22.2242 | 22.3498 | 22.3274 | 14.0514 | 13.5948 | 13.3465 | 12.9481 | 12.7115 | 11.5628 | 8.5488 | 6.3341 | 3.9878 | 2.8568 | 1.7287 | 1.5704 | 2.6413 | 4.0342 | 6.6437 | 9.3097 | 11.2578 | 12.2641 | 13.0536 | 13.8066 | 14.6556 | 14.8189 | 15.9442 | 15.4349 | -0.11841 | 0.16771 | 0.32041 | 0.55959 | 0.71403 | 1.3942 | 3.1014 | 4.3619 | 5.779 | 6.5225 | 7.3144 | 7.4261 | 6.6643 | 5.7395 | 4.1798 | 2.6833 | 1.5898 | 1.0015 | 0.55156 | 0.11103 | -0.43559 | -0.56865 | -1.3469 | -1.0133 | 59.0323 | 59.028 | 59.013 | 58.9624 | 58.9611 | 58.4083 | 56.2808 | 54.4354 | 52.3342 | 51.1722 | 50.0226 | 49.8947 | 50.9256 | 52.1267 | 54.3844 | 56.6963 | 58.2626 | 58.9304 | 59.0507 | 59.0696 | 59.0125 | 58.9782 | 58.7387 | 58.8407 | -47.6422 | -47.5254 | -47.4714 | -47.3667 | -47.2968 | -46.7494 | -45.2998 | -44.2506 | -43.2848 | -42.7812 | -42.3851 | -42.3837 | -42.6848 | -43.1041 | -44.1309 | -45.535 | -46.6069 | -47.1728 | -47.3642 | -47.5397 | -47.7746 | -47.835 | -48.1348 | -48.0348
55 | -32.5134 | -32.5363 | -32.6891 | -32.3609 | -32.4055 | -32.4974 | -32.3163 | -32.3229 | -32.4197 | -32.1838 | -32.2044 | -32.2761 | -32.1656 | -32.1296 | -32.233 | -31.7691 | -31.7141 | -31.7769 | -30.3477 | -30.3272 | -30.2838 | -29.2575 | -29.2053 | -29.1164 | -27.9054 | -27.7931 | -27.7435 | -27.2867 | -27.1042 | -27.0603 | -26.676 | -26.4644 | -26.4145 | -26.5878 | -26.3723 | -26.3163 | -27.1341 | -26.967 | -26.9298 | -27.892 | -27.7533 | -27.6838 | -29.3619 | -29.2822 | -29.1861 | -30.7351 | -30.7067 | -30.668 | -31.6922 | -31.6341 | -31.6467 | -32.1255 | -32.0342 | -32.0744 | -32.4188 | -32.3241 | -32.4009 | -32.6936 | -32.5754 | -32.7322 | -32.8985 | -32.7642 | -32.9961 | -32.8403 | -32.795 | -32.9854 | -33.0046 | -32.9069 | -33.2148 | -32.9234 | -32.8749 | -33.1137 | 23.875 | 23.9943 | 23.9666 | 23.776 | 23.8884 | 23.861 | 23.7264 | 23.8314 | 23.8046 | 23.6407 | 23.7428 | 23.718 | 23.5981 | 23.6943 | 23.6716 | 23.3235 | 23.3878 | 23.3675 | 22.5932 | 22.5921 | 22.575 | 22.1184 | 22.0509 | 22.0574 | 21.6616 | 21.5668 | 21.5979 | 21.425 | 21.3507 | 21.392 | 21.2076 | 21.1941 | 21.2382 | 21.177 | 21.1935 | 21.2079 | 21.3667 | 21.3041 | 21.3581 | 21.6186 | 21.5222 | 21.5232 | 22.1209 | 22.0442 | 22.0403 | 22.7697 | 22.7655 | 22.734 | 23.2769 | 23.3217 | 23.2909 | 23.5376 | 23.6069 | 23.5744 | 23.7066 | 23.7878 | 23.7477 | 23.869 | 23.9612 | 23.9182 | 24.041 | 24.1519 | 24.1362 | 24.0665 | 24.1825 | 24.1664 | 24.382 | 24.4985 | 24.4625 | 24.1883 | 24.3249 | 24.2986 | 16.8058 | 16.2692 | 15.982 | 15.5223 | 15.2533 | 13.9519 | 10.4958 | 7.9658 | 5.2323 | 3.9289 | 2.6401 | 2.4591 | 3.682 | 5.2831 | 8.3125 | 11.3829 | 13.608 | 14.7491 | 15.6554 | 16.5276 | 17.5114 | 17.6924 | 18.9908 | 18.4002 | 0.35604 | 0.66517 | 0.82972 | 1.0873 | 1.2538 | 1.9872 | 3.828 | 5.203 | 6.7547 | 7.5728 | 8.4448 | 8.5663 | 7.7287 | 6.7101 | 5.0032 | 3.3774 | 2.1984 | 1.5642 | 1.0801 | 0.60361 | 0.01782 | -0.12561 | -0.96854 | -0.60461 | 66.0672 | 66.0435 | 66.0123 | 65.9408 | 65.928 | 65.3368 | 62.9626 | 60.9124 | 58.3831 | 57.0273 | 55.7259 | 55.5802 | 56.7465 | 58.1409 | 60.8259 | 63.4822 | 65.1848 | 65.9011 | 66.0534 | 66.1042 | 66.0735 | 66.0452 | 65.8382 | 65.9252 | -51.9485 | -51.8287 | -51.7702 | -51.6586 | -51.5842 | -50.9955 | -49.4337 | -48.3618 | -47.3811 | -46.8667 | -46.4623 | -46.4573 | -46.7672 | -47.1745 | -48.218 | -49.6855 | -50.842 | -51.4521 | -51.6555 | -51.8413 | -52.092 | -52.1562 | -52.4758 | -52.369
60 | -36.2997 | -36.3349 | -36.5083 | -36.1234 | -36.1802 | -36.2796 | -36.0647 | -36.0794 | -36.1847 | -35.901 | -35.9293 | -36.0136 | -35.8757 | -35.8394 | -35.9608 | -35.4242 | -35.3578 | -35.4623 | -33.8453 | -33.8288 | -33.8078 | -32.6046 | -32.5267 | -32.4404 | -31.1113 | -30.9855 | -30.887 | -30.3148 | -30.1379 | -30.0443 | -29.5787 | -29.341 | -29.2892 | -29.4731 | -29.2382 | -29.1806 | -30.1483 | -29.9512 | -29.8955 | -31.0893 | -30.9483 | -30.8425 | -32.7234 | -32.6307 | -32.5155 | -34.3042 | -34.2547 | -34.2272 | -35.3749 | -35.2749 | -35.3229 | -35.8306 | -35.7269 | -35.7788 | -36.1866 | -36.0835 | -36.1701 | -36.5095 | -36.3849 | -36.5619 | -36.7565 | -36.615 | -36.8712 | -36.6941 | -36.6514 | -36.8608 | -36.9241 | -36.8296 | -37.1582 | -36.8222 | -36.7685 | -37.0191 | 25.7837 | 25.9125 | 25.8825 | 25.6789 | 25.8003 | 25.7706 | 25.6263 | 25.7397 | 25.7107 | 25.5357 | 25.6458 | 25.619 | 25.4906 | 25.5943 | 25.5698 | 25.1988 | 25.2681 | 25.2462 | 24.4353 | 24.4234 | 24.4183 | 23.9453 | 23.8741 | 23.8788 | 23.4602 | 23.3803 | 23.4244 | 23.2099 | 23.1665 | 23.2095 | 22.9785 | 23.0048 | 23.0469 | 22.9451 | 23.0018 | 23.0139 | 23.1479 | 23.1216 | 23.174 | 23.4179 | 23.3377 | 23.3526 | 23.9503 | 23.8664 | 23.8651 | 24.6105 | 24.6045 | 24.5712 | 25.1496 | 25.1979 | 25.1646 | 25.4272 | 25.5018 | 25.4666 | 25.6064 | 25.6938 | 25.6504 | 25.7785 | 25.8778 | 25.8313 | 25.9602 | 26.0797 | 26.0608 | 25.9869 | 26.1124 | 26.0928 | 26.3165 | 26.4435 | 26.4036 | 26.1154 | 26.2627 | 26.2326 | 19.9534 | 19.33 | 18.9985 | 18.4682 | 18.161 | 16.6818 | 12.7622 | 9.8559 | 6.7414 | 5.2127 | 3.7326 | 3.5266 | 4.9274 | 6.8047 | 10.2528 | 13.7775 | 16.2995 | 17.5895 | 18.6382 | 19.6432 | 20.7784 | 20.979 | 22.4779 | 21.7941 | 0.90459 | 1.2338 | 1.4099 | 1.6849 | 1.8632 | 2.648 | 4.623 | 6.1085 | 7.7935 | 8.685 | 9.6335 | 9.7644 | 8.8554 | 7.7489 | 5.8952 | 4.136 | 2.8741 | 2.1958 | 1.6787 | 1.1706 | 0.54448 | 0.37524 | -0.50895 | -0.12116 | 73.4413 | 73.4054 | 73.3557 | 73.2605 | 73.2327 | 72.5457 | 70.0054 | 67.6313 | 64.8423 | 63.1223 | 61.5885 | 61.4242 | 62.7886 | 64.6049 | 67.547 | 70.5804 | 72.404 | 73.1943 | 73.3958 | 73.4869 | 73.4946 | 73.4787 | 73.327 | 73.3813 | -56.1922 | -56.0653 | -56.0022 | -55.8848 | -55.8056 | -55.1773 | -53.5328 | -52.4271 | -51.4357 | -50.9074 | -50.4809 | -50.4721 | -50.8065 | -51.2274 | -52.2769 | -53.7769 | -55.0138 | -55.6662 | -55.8809 | -56.0771 | -56.3414 | -56.3991 | -56.7496 | -56.6344
65 | -40.3457 | -40.3914 | -40.5932 | -40.135 | -40.2071 | -40.3436 | -40.0604 | -40.0841 | -40.229 | -39.8678 | -39.9096 | -39.9989 | -39.8325 | -39.7962 | -39.9316 | -39.3054 | -39.2337 | -39.3612 | -37.5563 | -37.522 | -37.5194 | -36.1449 | -36.0664 | -35.9854 | -34.5093 | -34.3816 | -34.2497 | -33.6021 | -33.4096 | -33.2799 | -32.6746 | -32.4438 | -32.3074 | -32.5242 | -32.2783 | -32.1709 | -33.3851 | -33.2015 | -33.0725 | -34.474 | -34.3346 | -34.1937 | -36.2871 | -36.2088 | -36.1243 | -38.0837 | -38.0213 | -38.0178 | -39.2531 | -39.1397 | -39.2044 | -39.7821 | -39.6654 | -39.7213 | -40.1981 | -40.0871 | -40.1911 | -40.5814 | -40.4461 | -40.6387 | -40.9056 | -40.7502 | -41.019 | -40.8403 | -40.7936 | -41.0105 | -41.1315 | -41.0327 | -41.3972 | -40.9833 | -40.9348 | -41.2026 | 27.6583 | 27.7964 | 27.7641 | 27.548 | 27.6782 | 27.6462 | 27.4926 | 27.6141 | 27.5829 | 27.3973 | 27.5154 | 27.4865 | 27.3499 | 27.461 | 27.4346 | 27.0417 | 27.1159 | 27.0924 | 26.2517 | 26.2373 | 26.2358 | 25.7417 | 25.6667 | 25.6808 | 25.2297 | 25.1642 | 25.2212 | 24.9658 | 24.9561 | 24.9973 | 24.7257 | 24.786 | 24.8263 | 24.6986 | 24.7801 | 24.7901 | 24.9002 | 24.9096 | 24.9604 | 25.1878 | 25.1236 | 25.1521 | 25.7514 | 25.6631 | 25.6595 | 26.4327 | 26.4167 | 26.394 | 26.9902 | 27.0417 | 27.0061 | 27.2839 | 27.3636 | 27.3258 | 27.4726 | 27.5662 | 27.5195 | 27.6539 | 27.7602 | 27.7102 | 27.8448 | 27.9727 | 27.9506 | 27.8725 | 28.0069 | 27.984 | 28.2152 | 28.3525 | 28.3088 | 28.0072 | 28.165 | 28.1311 | 23.5657 | 22.851 | 22.4691 | 21.8548 | 21.5127 | 19.8192 | 15.3784 | 12.0718 | 8.534 | 6.7922 | 5.0579 | 4.8103 | 6.4538 | 8.6014 | 12.5403 | 16.5415 | 19.3904 | 20.8564 | 22.0653 | 23.2255 | 24.538 | 24.7645 | 26.4916 | 25.6948 | 1.522 | 1.8709 | 2.0579 | 2.3498 | 2.5394 | 3.3734 | 5.4828 | 7.0751 | 8.89 | 9.855 | 10.8792 | 11.021 | 10.0392 | 8.846 | 6.848 | 4.9615 | 3.6144 | 2.8933 | 2.3447 | 1.8061 | 1.141 | 0.96183 | 0.022986 | 0.43373 | 81.2467 | 81.1713 | 81.103 | 80.9772 | 80.9226 | 80.1485 | 77.3735 | 74.7309 | 71.6146 | 69.7285 | 67.7652 | 67.5234 | 69.2991 | 71.3379 | 74.7146 | 78.0068 | 79.9927 | 80.8774 | 81.1364 | 81.2888 | 81.3526 | 81.3419 | 81.2662 | 81.2703 | -60.3713 | -60.2376 | -60.1707 | -60.0475 | -59.9642 | -59.2978 | -57.5904 | -56.445 | -55.4328 | -54.8948 | -54.4475 | -54.4449 | -54.7889 | -55.2228 | -56.2829 | -57.8338 | -59.1244 | -59.8178 | -60.0431 | -60.2491 | -60.5261 | -60.5872 | -60.9566 | -60.8339
70 | -44.7213 | -44.7682 | -45.0111 | -44.4442 | -44.5291 | -44.6888 | -44.3541 | -44.3847 | -44.5494 | -44.119 | -44.1661 | -44.279 | -44.0772 | -44.0419 | -44.2035 | -43.4711 | -43.3997 | -43.5431 | -41.5114 | -41.4656 | -41.4931 | -39.9163 | -39.8439 | -39.7858 | -38.0497 | -37.9008 | -37.7535 | -37.0864 | -36.8963 | -36.7256 | -36.0465 | -35.7969 | -35.6296 | -35.8722 | -35.6121 | -35.4444 | -36.845 | -36.6456 | -36.4968 | -38.0028 | -37.8488 | -37.6833 | -40.0789 | -40.0065 | -39.9407 | -42.0723 | -42.0069 | -42.0217 | -43.4143 | -43.288 | -43.3618 | -44.0162 | -43.8882 | -43.9871 | -44.5096 | -44.3865 | -44.5294 | -44.9906 | -44.8391 | -45.0376 | -45.3732 | -45.2035 | -45.5019 | -45.3065 | -45.2568 | -45.4974 | -45.6955 | -45.5941 | -45.9894 | -45.4944 | -45.4483 | -45.7409 | 29.5004 | 29.6477 | 29.613 | 29.3848 | 29.5236 | 29.4894 | 29.3267 | 29.4563 | 29.4228 | 29.227 | 29.3529 | 29.322 | 29.1774 | 29.2958 | 29.2676 | 28.8565 | 28.9329 | 28.91 | 28.0403 | 28.026 | 28.0232 | 27.5086 | 27.43 | 27.468 | 26.9706 | 26.9325 | 26.9887 | 26.6995 | 26.717 | 26.7566 | 26.459 | 26.5381 | 26.5769 | 26.4294 | 26.53 | 26.5382 | 26.6335 | 26.6688 | 26.718 | 26.9289 | 26.8948 | 26.9219 | 27.5229 | 27.4302 | 27.4358 | 28.2307 | 28.2145 | 28.1894 | 28.8042 | 28.8552 | 28.8204 | 29.1091 | 29.1938 | 29.1534 | 29.3069 | 29.4065 | 29.3565 | 29.4968 | 29.6099 | 29.5565 | 29.6963 | 29.8324 | 29.8072 | 29.7249 | 29.868 | 29.842 | 30.08 | 30.2274 | 30.1799 | 29.8654 | 30.0335 | 29.9959 | 27.7513 | 26.9143 | 26.4769 | 25.7626 | 25.3763 | 23.451 | 18.4103 | 14.671 | 10.6163 | 8.6656 | 6.7006 | 6.41 | 8.2806 | 10.6877 | 15.2068 | 19.7278 | 22.9685 | 24.6377 | 26.0355 | 27.3833 | 28.8991 | 29.157 | 31.1577 | 30.2298 | 2.2057 | 2.5733 | 2.7706 | 3.0791 | 3.2795 | 4.1621 | 6.403 | 8.1021 | 10.0449 | 11.0811 | 12.1819 | 12.3329 | 11.2793 | 10.002 | 7.861 | 5.851 | 4.4179 | 3.6542 | 3.0753 | 2.5074 | 1.805 | 1.6159 | 0.62435 | 1.057 | 89.5413 | 89.4207 | 89.3372 | 89.1582 | 89.0935 | 88.2119 | 85.1178 | 82.2743 | 78.645 | 76.6319 | 74.5052 | 74.1992 | 76.17 | 78.3302 | 82.2761 | 85.8182 | 88.0373 | 89.0175 | 89.3588 | 89.5977 | 89.7459 | 89.7408 | 89.7758 | 89.7276 | -64.4889 | -64.3489 | -64.2778 | -64.1494 | -64.0625 | -63.3632 | -61.5957 | -60.4203 | -59.3884 | -58.8329 | -58.3735 | -58.3673 | -58.7254 | -59.1775 | -60.2436 | -61.8515 | -63.1822 | -63.9095 | -64.1446 | -64.3596 | -64.6482 | -64.7129 | -65.0995 | -64.97
75 | -49.4876 | -49.5465 | -49.8104 | -49.1621 | -49.256 | -49.424 | -49.0462 | -49.0783 | -49.2603 | -48.7582 | -48.8065 | -48.9486 | -48.683 | -48.6459 | -48.8311 | -47.9665 | -47.8845 | -48.0643 | -45.7083 | -45.6656 | -45.7187 | -43.9586 | -43.8734 | -43.8348 | -41.8396 | -41.6691 | -41.5541 | -40.7242 | -40.512 | -40.3205 | -39.6236 | -39.3513 | -39.1638 | -39.4256 | -39.1312 | -38.9572 | -40.456 | -40.2416 | -40.0641 | -41.795 | -41.6122 | -41.5089 | -44.1666 | -44.0833 | -44.0404 | -46.3609 | -46.2964 | -46.326 | -47.9097 | -47.7706 | -47.8933 | -48.5965 | -48.4516 | -48.5658 | -49.2145 | -49.0743 | -49.2196 | -49.7867 | -49.6165 | -49.8379 | -50.2748 | -50.0918 | -50.423 | -50.2018 | -50.1512 | -50.4242 | -50.7363 | -50.6316 | -51.0615 | -50.4578 | -50.4144 | -50.7416 | 31.3114 | 31.4677 | 31.4308 | 31.1908 | 31.3381 | 31.3016 | 31.13 | 31.2675 | 31.2319 | 31.0263 | 31.1599 | 31.1269 | 30.9746 | 31.1001 | 31.0701 | 30.6429 | 30.723 | 30.7008 | 29.8 | 29.7858 | 29.7885 | 29.2471 | 29.1769 | 29.2263 | 28.693 | 28.6733 | 28.7281 | 28.4163 | 28.45 | 28.4881 | 28.1657 | 28.2633 | 28.3006 | 28.1338 | 28.2531 | 28.2594 | 28.3475 | 28.4002 | 28.4482 | 28.645 | 28.6387 | 28.664 | 29.2656 | 29.1701 | 29.1999 | 29.9998 | 29.9834 | 29.9559 | 30.5905 | 30.6442 | 30.6078 | 30.9042 | 30.9939 | 30.9509 | 31.1105 | 31.216 | 31.1629 | 31.3086 | 31.4284 | 31.3716 | 31.5162 | 31.6603 | 31.6321 | 31.5456 | 31.6974 | 31.6681 | 31.9124 | 32.0697 | 32.0184 | 31.6915 | 31.8697 | 31.8284 | 32.6511 | 31.6769 | 31.1699 | 30.339 | 29.8856 | 27.678 | 21.9254 | 17.7053 | 13.0891 | 10.8466 | 8.6512 | 8.3188 | 10.4098 | 13.177 | 18.3228 | 23.4402 | 27.1458 | 29.0372 | 30.6759 | 32.2546 | 34.0351 | 34.324 | 36.6774 | 35.5789 | 2.9528 | 3.3384 | 3.546 | 3.8703 | 4.0811 | 5.0122 | 7.3816 | 9.1865 | 11.2557 | 12.3622 | 13.5373 | 13.6971 | 12.5742 | 11.2131 | 8.9334 | 6.7988 | 5.2828 | 4.4759 | 3.8679 | 3.272 | 2.5333 | 2.3348 | 1.2923 | 1.7462 | 98.4797 | 98.2979 | 98.1836 | 97.9501 | 97.8572 | 96.8219 | 93.3141 | 90.2446 | 86.1853 | 83.8071 | 81.5489 | 81.2162 | 83.3009 | 85.8817 | 90.2549 | 94.1373 | 96.6272 | 97.7244 | 98.1861 | 98.5462 | 98.8319 | 98.8251 | 99.0358 | 98.8989 | -68.5471 | -68.4012 | -68.3266 | -68.1934 | -68.1026 | -67.3768 | -65.5522 | -64.352 | -63.3 | -62.7275 | -62.246 | -62.2368 | -62.6159 | -63.081 | -64.1662 | -65.8136 | -67.191 | -67.9435 | -68.1876 | -68.4111 | -68.7106 | -68.7785 | -69.1818 | -69.0454

## bt3876_kVar_variation
kVAr_3ph | Voltage variation for reactive power (inductive) for every hour and every phase | [71 empty] | Voltage variation for reactive power (capacitive) for every hour and every phase
| Vreact_1_1_ind | Vreact_1_2_ind | Vreact_1_3_ind | Vreact_2_1_ind | Vreact_2_2_ind | Vreact_2_3_ind | Vreact_3_1_ind | Vreact_3_2_ind | Vreact_3_3_ind | Vreact_4_1_ind | Vreact_4_2_ind | Vreact_4_3_ind | Vreact_5_1_ind | Vreact_5_2_ind | Vreact_5_3_ind | Vreact_6_1_ind | Vreact_6_2_ind | Vreact_6_3_ind | Vreact_7_1_ind | Vreact_7_2_ind | Vreact_7_3_ind | Vreact_8_1_ind | Vreact_8_2_ind | Vreact_8_3_ind | Vreact_9_1_ind | Vreact_9_2_ind | Vreact_9_3_ind | Vreact_10_1_ind | Vreact_10_2_ind | Vreact_10_3_ind | Vreact_11_1_ind | Vreact_11_2_ind | Vreact_11_3_ind | Vreact_12_1_ind | Vreact_12_2_ind | Vreact_12_3_ind | Vreact_13_1_ind | Vreact_13_2_ind | Vreact_13_3_ind | Vreact_14_1_ind | Vreact_14_2_ind | Vreact_14_3_ind | Vreact_15_1_ind | Vreact_15_2_ind | Vreact_15_3_ind | Vreact_16_1_ind | Vreact_16_2_ind | Vreact_16_3_ind | Vreact_17_1_ind | Vreact_17_2_ind | Vreact_17_3_ind | Vreact_18_1_ind | Vreact_18_2_ind | Vreact_18_3_ind | Vreact_19_1_ind | Vreact_19_2_ind | Vreact_19_3_ind | Vreact_20_1_ind | Vreact_20_2_ind | Vreact_20_3_ind | Vreact_21_1_ind | Vreact_21_2_ind | Vreact_21_3_ind | Vreact_22_1_ind | Vreact_22_2_ind | Vreact_22_3_ind | Vreact_23_1_ind | Vreact_23_2_ind | Vreact_23_3_ind | Vreact_24_1_ind | Vreact_24_2_ind | Vreact_24_3_ind | Vreact_1_1_cap | Vreact_1_2_cap | Vreact_1_3_cap | Vreact_2_1_cap | Vreact_2_2_cap | Vreact_2_3_cap | Vreact_3_1_cap | Vreact_3_2_cap | Vreact_3_3_cap | Vreact_4_1_cap | Vreact_4_2_cap | Vreact_4_3_cap | Vreact_5_1_cap | Vreact_5_2_cap | Vreact_5_3_cap | Vreact_6_1_cap | Vreact_6_2_cap | Vreact_6_3_cap | Vreact_7_1_cap | Vreact_7_2_cap | Vreact_7_3_cap | Vreact_8_1_cap | Vreact_8_2_cap | Vreact_8_3_cap | Vreact_9_1_cap | Vreact_9_2_cap | Vreact_9_3_cap | Vreact_10_1_cap | Vreact_10_2_cap | Vreact_10_3_cap | Vreact_11_1_cap | Vreact_11_2_cap | Vreact_11_3_cap | Vreact_12_1_cap | Vreact_12_2_cap | Vreact_12_3_cap | Vreact_13_1_cap | Vreact_13_2_cap | Vreact_13_3_cap | Vreact_14_1_cap | Vreact_14_2_cap | Vreact_14_3_cap | Vreact_15_1_cap | Vreact_15_2_cap | Vreact_15_3_cap | Vreact_16_1_cap | Vreact_16_2_cap | Vreact_16_3_cap | Vreact_17_1_cap | Vreact_17_2_cap | Vreact_17_3_cap | Vreact_18_1_cap | Vreact_18_2_cap | Vreact_18_3_cap | Vreact_19_1_cap | Vreact_19_2_cap | Vreact_19_3_cap | Vreact_20_1_cap | Vreact_20_2_cap | Vreact_20_3_cap | Vreact_21_1_cap | Vreact_21_2_cap | Vreact_21_3_cap | Vreact_22_1_cap | Vreact_22_2_cap | Vreact_22_3_cap | Vreact_23_1_cap | Vreact_23_2_cap | Vreact_23_3_cap | Vreact_24_1_cap | Vreact_24_2_cap | Vreact_24_3_cap
0 | 0 | 0 | 0 | 0 | 0 | 0 | 0 | 0 | 0 | 0 | 0 | 0 | 0 | 0 | 0 | 0 | 0 | 0 | 0 | 0 | 0 | 0 | 0 | 0 | 0 | 0 | 0 | 0 | 0 | 0 | 0 | 0 | 0 | 0 | 0 | 0 | 0 | 0 | 0 | 0 | 0 | 0 | 0 | 0 | 0 | 0 | 0 | 0 | 0 | 0 | 0 | 0 | 0 | 0 | 0 | 0 | 0 | 0 | 0 | 0 | 0 | 0 | 0 | 0 | 0 | 0 | 0 | 0 | 0 | 0 | 0 | 0 | 0 | 0 | 0 | 0 | 0 | 0 | 0 | 0 | 0 | 0 | 0 | 0 | 0 | 0 | 0 | 0 | 0 | 0 | 0 | 0 | 0 | 0 | 0 | 0 | 0 | 0 | 0 | 0 | 0 | 0 | 0 | 0 | 0 | 0 | 0 | 0 | 0 | 0 | 0 | 0 | 0 | 0 | 0 | 0 | 0 | 0 | 0 | 0 | 0 | 0 | 0 | 0 | 0 | 0 | 0 | 0 | 0 | 0 | 0 | 0 | 0 | 0 | 0 | 0 | 0 | 0 | 0 | 0 | 0 | 0 | 0 | 0
10 | -3.061 | -3.0259 | -3.0406 | -3.0481 | -3.0155 | -3.0286 | -3.0406 | -3.0088 | -3.0232 | -3.0311 | -2.9997 | -3.0124 | -3.0252 | -2.9932 | -3.0079 | -2.9992 | -2.9633 | -2.9824 | -2.9356 | -2.891 | -2.9155 | -2.8912 | -2.8411 | -2.8711 | -2.8455 | -2.7905 | -2.823 | -2.8215 | -2.7662 | -2.8018 | -2.7995 | -2.7397 | -2.7794 | -2.7952 | -2.7351 | -2.7739 | -2.8195 | -2.7587 | -2.7931 | -2.8473 | -2.7901 | -2.8213 | -2.8979 | -2.8457 | -2.878 | -2.952 | -2.9086 | -2.9358 | -2.9931 | -2.957 | -2.9789 | -3.0126 | -2.9844 | -3.0027 | -3.0329 | -3.0037 | -3.0238 | -3.053 | -3.0225 | -3.0691 | -3.1123 | -3.0951 | -3.0718 | -3.1533 | -3.0662 | -3.074 | -3.1967 | -3.0817 | -3.171 | -3.1773 | -3.1451 | -3.1249 | 2.8624 | 2.8282 | 2.8426 | 2.8519 | 2.8203 | 2.8329 | 2.8459 | 2.815 | 2.8287 | 2.8384 | 2.8079 | 2.8201 | 2.8338 | 2.8025 | 2.8167 | 2.8127 | 2.778 | 2.7964 | 2.7617 | 2.7189 | 2.7425 | 2.7255 | 2.6778 | 2.7068 | 2.6883 | 2.6361 | 2.6675 | 2.6682 | 2.616 | 2.6503 | 2.65 | 2.5935 | 2.6319 | 2.6466 | 2.5897 | 2.6273 | 2.667 | 2.6095 | 2.6427 | 2.6898 | 2.6356 | 2.6657 | 2.7307 | 2.681 | 2.7122 | 2.7744 | 2.733 | 2.7592 | 2.8077 | 2.7728 | 2.7939 | 2.8231 | 2.7956 | 2.8133 | 2.839 | 2.8105 | 2.83 | 2.8547 | 2.8249 | 2.8461 | 2.874 | 2.8403 | 2.886 | 2.8769 | 2.8442 | 2.8873 | 2.9721 | 2.9149 | 2.9297 | 2.8921 | 2.8513 | 2.8926
20 | -6.4159 | -6.339 | -6.31 | -6.3827 | -6.2477 | -6.2795 | -6.3371 | -6.2362 | -6.2658 | -6.2784 | -6.2145 | -6.2405 | -6.265 | -6.1999 | -6.23 | -6.2068 | -6.1337 | -6.1726 | -6.0647 | -5.9732 | -6.0231 | -5.9658 | -5.8629 | -5.9241 | -5.8644 | -5.7511 | -5.8175 | -5.8118 | -5.6979 | -5.7703 | -5.7633 | -5.6401 | -5.7209 | -5.7538 | -5.6298 | -5.7089 | -5.8068 | -5.6816 | -5.7518 | -5.8685 | -5.7506 | -5.8143 | -5.9813 | -5.8738 | -5.9396 | -6.1016 | -6.0128 | -6.0681 | -6.1935 | -6.1199 | -6.1644 | -6.2373 | -6.1802 | -6.2173 | -6.2836 | -6.2244 | -6.29 | -6.3794 | -6.3513 | -6.3471 | -6.4701 | -6.3602 | -6.4431 | -6.5134 | -6.3749 | -6.4508 | -6.4139 | -6.2293 | -6.4594 | -6.5049 | -6.3359 | -6.4956 | 5.5458 | 5.4784 | 5.5063 | 5.5271 | 5.4647 | 5.4894 | 5.5161 | 5.4551 | 5.4821 | 5.503 | 5.4427 | 5.4666 | 5.4946 | 5.4329 | 5.4608 | 5.457 | 5.3884 | 5.4247 | 5.3653 | 5.2815 | 5.3279 | 5.3 | 5.2067 | 5.2637 | 5.2331 | 5.131 | 5.1929 | 5.1962 | 5.0943 | 5.1619 | 5.163 | 5.0529 | 5.1285 | 5.1569 | 5.0461 | 5.1201 | 5.1945 | 5.0822 | 5.1476 | 5.2356 | 5.1299 | 5.189 | 5.309 | 5.2121 | 5.2733 | 5.3877 | 5.3065 | 5.358 | 5.4475 | 5.3788 | 5.4203 | 5.4749 | 5.4207 | 5.4554 | 5.5032 | 5.4469 | 5.4851 | 5.5308 | 5.472 | 5.5136 | 5.5656 | 5.499 | 5.5651 | 5.5707 | 5.5061 | 5.5675 | 5.6846 | 5.5896 | 5.6485 | 5.5987 | 5.5181 | 5.5801
30 | -9.9459 | -9.7816 | -9.8966 | -9.9238 | -9.7893 | -9.8244 | -9.9181 | -9.7818 | -9.8098 | -9.8308 | -9.7473 | -9.7512 | -9.7965 | -9.7024 | -9.6999 | -9.6504 | -9.5387 | -9.5981 | -9.4113 | -9.2703 | -9.3468 | -9.2459 | -9.0871 | -9.1807 | -9.0765 | -8.9014 | -9.003 | -8.9898 | -8.8134 | -8.9241 | -8.9096 | -8.7187 | -8.8422 | -8.8936 | -8.7015 | -8.8225 | -8.9806 | -8.7869 | -8.8945 | -9.0834 | -8.901 | -8.9986 | -9.2724 | -9.1063 | -9.2069 | -9.474 | -9.3373 | -9.4219 | -9.6282 | -9.5157 | -9.5836 | -9.7249 | -9.6558 | -9.6758 | -9.8264 | -9.7651 | -9.8553 | -9.957 | -9.7801 | -9.9562 | -9.9892 | -9.7631 | -9.9598 | -9.9693 | -9.7763 | -9.9558 | -9.9291 | -9.6248 | -9.9164 | -9.9828 | -9.7294 | -9.963 | 8.0663 | 7.9665 | 8.0073 | 8.0408 | 7.9483 | 7.9845 | 8.0264 | 7.936 | 7.9757 | 8.009 | 7.9197 | 7.9547 | 7.9979 | 7.9063 | 7.9475 | 7.9472 | 7.8457 | 7.8992 | 7.824 | 7.7008 | 7.7692 | 7.7359 | 7.5989 | 7.683 | 7.6454 | 7.4959 | 7.5872 | 7.5947 | 7.4457 | 7.5455 | 7.5495 | 7.3885 | 7.5002 | 7.5414 | 7.3792 | 7.4887 | 7.5933 | 7.4288 | 7.5253 | 7.6489 | 7.4939 | 7.5813 | 7.7476 | 7.6053 | 7.6958 | 7.8535 | 7.734 | 7.8101 | 7.9341 | 7.8325 | 7.8938 | 7.9705 | 7.89 | 7.9413 | 8.008 | 7.9244 | 7.9808 | 8.0446 | 7.9573 | 8.0187 | 8.0914 | 7.9925 | 8.0785 | 8.0983 | 8.0025 | 8.0815 | 8.2266 | 8.0945 | 8.1753 | 8.1365 | 8.017 | 8.0987
40 | -13.7001 | -13.4449 | -13.656 | -13.622 | -13.4404 | -13.5891 | -13.6115 | -13.4192 | -13.5694 | -13.5842 | -13.4078 | -13.5105 | -13.5755 | -13.3805 | -13.497 | -13.4388 | -13.2709 | -13.3369 | -13.0057 | -12.8123 | -12.9165 | -12.7587 | -12.5404 | -12.6679 | -12.5062 | -12.265 | -12.4035 | -12.3787 | -12.1354 | -12.2861 | -12.2603 | -11.997 | -12.165 | -12.2365 | -11.9714 | -12.136 | -12.364 | -12.097 | -12.2436 | -12.5167 | -12.2653 | -12.3983 | -12.7991 | -12.5704 | -12.7075 | -13.1008 | -12.9133 | -13.0285 | -13.3753 | -13.2501 | -13.3594 | -13.4997 | -13.3591 | -13.4862 | -13.6214 | -13.4119 | -13.5955 | -13.7093 | -13.4463 | -13.6678 | -13.7787 | -13.4478 | -13.694 | -13.7503 | -13.4654 | -13.7041 | -13.6708 | -13.3146 | -13.6755 | -13.7541 | -13.4074 | -13.709 | 10.4374 | 10.3058 | 10.359 | 10.4067 | 10.2848 | 10.3321 | 10.3897 | 10.2704 | 10.3223 | 10.3693 | 10.2515 | 10.2973 | 10.3561 | 10.2353 | 10.2891 | 10.2953 | 10.1618 | 10.232 | 10.149 | 9.9876 | 10.0774 | 10.0433 | 9.8643 | 9.9748 | 9.9351 | 9.74 | 9.86 | 9.8733 | 9.6791 | 9.8104 | 9.8185 | 9.6088 | 9.7557 | 9.8089 | 9.5978 | 9.7417 | 9.8725 | 9.6581 | 9.7849 | 9.9392 | 9.7372 | 9.852 | 10.0567 | 9.871 | 9.9898 | 10.1831 | 10.0267 | 10.1266 | 10.2794 | 10.1458 | 10.2263 | 10.3223 | 10.2161 | 10.2835 | 10.3662 | 10.2559 | 10.3299 | 10.409 | 10.2939 | 10.3745 | 10.465 | 10.3345 | 10.4396 | 10.4734 | 10.3471 | 10.4431 | 10.6123 | 10.4439 | 10.5459 | 10.5197 | 10.3621 | 10.4628
50 | -17.7225 | -17.4242 | -17.6805 | -17.6755 | -17.415 | -17.6316 | -17.6642 | -17.3918 | -17.6071 | -17.6201 | -17.3513 | -17.5182 | -17.5868 | -17.314 | -17.5022 | -17.4346 | -17.1699 | -17.3326 | -16.9281 | -16.654 | -16.7994 | -16.5391 | -16.257 | -16.42 | -16.1844 | -15.8723 | -16.0495 | -16.0077 | -15.6923 | -15.8848 | -15.8431 | -15.5016 | -15.7163 | -15.8097 | -15.4659 | -15.6762 | -15.9857 | -15.6399 | -15.8273 | -16.1994 | -15.8736 | -16.0438 | -16.5971 | -16.3011 | -16.4765 | -17.0961 | -16.8621 | -17.0151 | -17.4088 | -17.1397 | -17.3197 | -17.527 | -17.2894 | -17.4605 | -17.6664 | -17.3877 | -17.6147 | -17.783 | -17.4393 | -17.7126 | -17.8423 | -17.4402 | -17.7648 | -17.8018 | -17.4612 | -17.7534 | -17.7629 | -17.3294 | -17.7715 | -17.8279 | -17.4067 | -17.7618 | 12.6702 | 12.5076 | 12.5726 | 12.6356 | 12.4848 | 12.5427 | 12.6166 | 12.469 | 12.5327 | 12.5944 | 12.4486 | 12.5047 | 12.5798 | 12.4303 | 12.4964 | 12.5117 | 12.3469 | 12.4332 | 12.3494 | 12.1511 | 12.2616 | 12.2312 | 12.0117 | 12.1478 | 12.1103 | 11.8715 | 12.0193 | 12.0396 | 11.8024 | 11.9642 | 11.9774 | 11.7311 | 11.9232 | 11.9772 | 11.7251 | 11.9241 | 12.0401 | 11.7779 | 11.9341 | 12.1148 | 11.8677 | 12.0091 | 12.2453 | 12.0179 | 12.1643 | 12.3862 | 12.1941 | 12.3172 | 12.4936 | 12.3288 | 12.4279 | 12.5406 | 12.4092 | 12.4922 | 12.5885 | 12.452 | 12.5431 | 12.6353 | 12.4926 | 12.5919 | 12.6978 | 12.5362 | 12.6599 | 12.7073 | 12.5515 | 12.6637 | 12.8536 | 12.6495 | 12.772 | 12.7599 | 12.5649 | 12.6839
60 | -22.1386 | -21.7802 | -22.0894 | -22.0711 | -21.7552 | -22.0059 | -22.0324 | -21.7109 | -21.9691 | -21.9776 | -21.6698 | -21.8979 | -21.9736 | -21.6232 | -21.8855 | -21.8211 | -21.4582 | -21.7023 | -21.1772 | -20.8465 | -21.0168 | -20.6658 | -20.2949 | -20.5044 | -20.1508 | -19.7618 | -19.9798 | -19.9142 | -19.5203 | -19.7569 | -19.693 | -19.2666 | -19.5303 | -19.6477 | -19.2185 | -19.4768 | -19.8824 | -19.4511 | -19.6817 | -20.1713 | -19.7648 | -19.9745 | -20.7845 | -20.3833 | -20.6393 | -21.3708 | -21.0306 | -21.2636 | -21.7729 | -21.4294 | -21.6773 | -21.9246 | -21.5956 | -21.8297 | -22.0818 | -21.7168 | -21.9931 | -22.2232 | -21.8013 | -22.1325 | -22.3216 | -21.8273 | -22.2391 | -22.2707 | -21.8531 | -22.2159 | -22.2617 | -21.7418 | -22.2588 | -22.2966 | -21.8052 | -22.2402 | 14.7744 | 14.5812 | 14.6575 | 14.7378 | 14.5587 | 14.6266 | 14.7161 | 14.5408 | 14.6157 | 14.6932 | 14.52 | 14.5859 | 14.6778 | 14.5 | 14.5779 | 14.6049 | 14.4094 | 14.5113 | 14.4332 | 14.1992 | 14.3298 | 14.3069 | 14.0483 | 14.2094 | 14.1779 | 13.897 | 14.072 | 14.1099 | 13.8318 | 14.0389 | 14.1007 | 13.804 | 14.0807 | 14.1083 | 13.8283 | 14.0883 | 14.1241 | 13.8087 | 14.0201 | 14.1827 | 13.8923 | 14.0596 | 14.321 | 14.0534 | 14.2266 | 14.4708 | 14.2441 | 14.3897 | 14.5852 | 14.3899 | 14.5071 | 14.6343 | 14.4781 | 14.5762 | 14.6839 | 14.5216 | 14.6294 | 14.7324 | 14.5627 | 14.6801 | 14.7992 | 14.607 | 14.7487 | 14.8095 | 14.6243 | 14.7523 | 14.9604 | 14.7212 | 14.8635 | 14.8667 | 14.6348 | 14.7716
70 | -27.019 | -26.595 | -26.9787 | -26.918 | -26.552 | -26.8551 | -26.8822 | -26.4901 | -26.8067 | -26.8036 | -26.4343 | -26.7098 | -26.7905 | -26.3685 | -26.6839 | -26.6096 | -26.1671 | -26.4922 | -25.8629 | -25.4432 | -25.6504 | -25.1867 | -24.7643 | -24.9749 | -24.4831 | -23.985 | -24.261 | -24.1469 | -23.6671 | -23.9504 | -23.8556 | -23.3363 | -23.6518 | -23.7954 | -23.2728 | -23.5819 | -24.1023 | -23.5775 | -23.8539 | -24.5477 | -24.0113 | -24.2759 | -25.3237 | -24.8716 | -25.1243 | -26.1135 | -25.6918 | -25.9768 | -26.5723 | -26.1337 | -26.4379 | -26.7487 | -26.3336 | -26.6172 | -26.9554 | -26.5035 | -26.8398 | -27.1387 | -26.6341 | -27.0497 | -27.3036 | -26.7118 | -27.1945 | -27.2449 | -26.7554 | -27.168 | -27.2928 | -26.6968 | -27.2677 | -27.3047 | -26.7159 | -27.2167 | 16.7581 | 16.5348 | 16.6219 | 16.7185 | 16.5115 | 16.589 | 16.696 | 16.4932 | 16.579 | 16.6748 | 16.4747 | 16.5498 | 16.6576 | 16.452 | 16.5412 | 16.5821 | 16.3565 | 16.4735 | 16.4072 | 16.1384 | 16.2885 | 16.2768 | 15.9804 | 16.1658 | 16.1627 | 15.8315 | 16.0516 | 16.1298 | 15.8036 | 16.0793 | 16.1509 | 15.8632 | 16.1885 | 16.16 | 15.901 | 16.1973 | 16.1519 | 15.796 | 16.0761 | 16.1535 | 15.8205 | 16.019 | 16.2902 | 15.9838 | 16.1831 | 16.4439 | 16.1836 | 16.3511 | 16.5614 | 16.3363 | 16.471 | 16.6105 | 16.43 | 16.5428 | 16.6599 | 16.4723 | 16.5961 | 16.7081 | 16.5119 | 16.6468 | 16.777 | 16.5547 | 16.7138 | 16.7878 | 16.5735 | 16.7169 | 16.9409 | 16.6671 | 16.8285 | 16.8481 | 16.58 | 16.7338
80 | -32.5444 | -32.0437 | -32.4848 | -32.4037 | -31.9679 | -32.3347 | -32.3359 | -31.8773 | -32.2639 | -32.2072 | -31.7802 | -32.1197 | -32.1836 | -31.6841 | -32.079 | -31.9472 | -31.4215 | -31.8255 | -31.0336 | -30.5509 | -30.8685 | -30.2683 | -29.7302 | -30.0119 | -29.2725 | -28.7269 | -28.9753 | -28.8323 | -28.2287 | -28.5821 | -28.4359 | -27.7717 | -28.163 | -28.3663 | -27.6917 | -28.076 | -28.7494 | -28.1129 | -28.4673 | -29.335 | -28.766 | -29.0197 | -30.4443 | -29.8935 | -30.228 | -31.3629 | -30.8722 | -31.2235 | -31.9244 | -31.386 | -31.7582 | -32.1264 | -31.6236 | -31.9816 | -32.4266 | -31.8839 | -32.2828 | -32.7089 | -32.1119 | -32.5802 | -32.9697 | -32.31 | -32.8282 | -32.902 | -32.3528 | -32.7988 | -33.054 | -32.349 | -33.0074 | -33.0134 | -32.3514 | -32.8978 | 18.6287 | 18.3757 | 18.4731 | 18.5853 | 18.3505 | 18.4376 | 18.5624 | 18.3326 | 18.4288 | 18.5427 | 18.3159 | 18.4 | 18.5254 | 18.2923 | 18.3924 | 18.4494 | 18.1943 | 18.3258 | 18.277 | 17.9743 | 18.1434 | 18.1464 | 17.8134 | 18.0224 | 18.0804 | 17.6969 | 17.9785 | 18.0711 | 17.7404 | 18.0643 | 18.1056 | 17.8386 | 18.1971 | 18.1164 | 17.8786 | 18.2077 | 18.0993 | 17.7429 | 18.0638 | 18.0691 | 17.6751 | 17.9361 | 18.1585 | 17.8146 | 18.0395 | 18.3112 | 18.0182 | 18.2072 | 18.4282 | 18.1739 | 18.3258 | 18.4757 | 18.2712 | 18.3982 | 18.5228 | 18.3103 | 18.4497 | 18.5689 | 18.3465 | 18.4984 | 18.6381 | 18.3859 | 18.5619 | 18.6498 | 18.4066 | 18.5649 | 18.802 | 18.494 | 18.674 | 18.711 | 18.407 | 18.5773

## bt5286_Coeff
| LoadShape |  |  | PV Shape |  |  | Voltage magnitude sensitivity to active power |  | Voltage magnitude sensitivity to reactive power |  | Linear coefficients contribution of power extraction | [8 empty] | Linear coefficients contribution of power injection (1) | [8 empty] | Linear coefficients contribution of power injection (2)
| LS_WK | LS_SA | LS_SU | PV_shape_M1 | PV_shape_M2 | PV_shape_M3 | a_{b,h}^{+} | a_{b,h}^{-} | a_{b,h}^{ind} | a_{b,h}^{cap} | a_(ext,b,1,h)^L | a_(ext,b,2,h)^L | a_(ext,b,3,h)^L | a_(ext,b,4,h)^L | a_(ext,b,5,h)^L | a_(ext,b,6,h)^L | a_(ext,b,7,h)^L | a_(ext,b,8,h)^L | a_(ext,b,9,h)^L | a_(inj1,b,1,h)^L | a_(inj1,b,2,h)^L | a_(inj1,b,3,h)^L | a_(inj1,b,4,h)^L | a_(inj1,b,5,h)^L | a_(inj1,b,6,h)^L | a_(inj1,b,7,h)^L | a_(inj1,b,8,h)^L | a_(inj1,b,9,h)^L | a_(inj2,b,1,h)^L | a_(inj2,b,2,h)^L | a_(inj2,b,3,h)^L | a_(inj2,b,4,h)^L | a_(inj2,b,5,h)^L | a_(inj2,b,6,h)^L | a_(inj2,b,7,h)^L | a_(inj2,b,8,h)^L | a_(inj2,b,9,h)^L
1 | 0.998 | 0.825 | 0.625 | 0 | 0 | 0 | -0.25462 | 0.23061 | -0.32605 | 0.29591 | 0.039917 | 0.041685 | 0.042974 | 0.040328 | 0.042143 | 0.04345 | 0.039862 | 0.041657 | 0.042903 | -0.0057416 | -0.0055111 | -0.0066953 | -0.0061171 | -0.0059342 | -0.0070748 | -0.0056919 | -0.0054572 | -0.0067122 | 0.019998 | 0.020247 | 0.019113 | 0.019653 | 0.019861 | 0.018783 | 0.020044 | 0.020305 | 0.019135
2 | 0.946 | 0.771 | 0.612 | 0 | 0 | 0 | -0.2544 | 0.23042 | -0.32586 | 0.29575 | 0.039154 | 0.040811 | 0.04203 | 0.039524 | 0.041226 | 0.042375 | 0.039329 | 0.04099 | 0.042241 | -0.0050494 | -0.0065316 | -0.0058414 | -0.0053904 | -0.0068963 | -0.0057435 | -0.0052051 | -0.0066915 | -0.0060463 | 0.020621 | 0.019267 | 0.019878 | 0.020317 | 0.01893 | 0.021299 | 0.02048 | 0.019126 | 0.019746
3 | 0.899 | 0.757 | 0.562 | 0 | 0 | 0 | -0.25421 | 0.23027 | -0.3257 | 0.29564 | 0.038508 | 0.039995 | 0.041165 | 0.038999 | 0.040608 | 0.041757 | 0.038816 | 0.04039 | 0.041551 | -0.0044584 | -0.0058372 | -0.0068689 | -0.0049117 | -0.0063589 | -0.0056096 | -0.004745 | -0.0061604 | -0.0054174 | 0.021138 | 0.019901 | 0.018935 | 0.020764 | 0.019429 | 0.020132 | 0.020908 | 0.01964 | 0.020323
4 | 0.876 | 0.695 | 0.526 | 0 | 0 | 0 | -0.25406 | 0.23016 | -0.3256 | 0.29557 | 0.038124 | 0.0396 | 0.040707 | 0.038743 | 0.040246 | 0.041281 | 0.038313 | 0.039804 | 0.040873 | -0.004133 | -0.0054517 | -0.0064699 | -0.0046168 | -0.0060201 | -0.0069676 | -0.0042953 | -0.0056327 | -0.0066041 | 0.021479 | 0.020257 | 0.019339 | 0.021019 | 0.019742 | 0.018847 | 0.021308 | 0.020096 | 0.019188
5 | 0.847 | 0.694 | 0.503 | 0.03 | 0 | 0 | -0.25395 | 0.23006 | -0.32554 | 0.29552 | 0.03768 | 0.039433 | 0.040484 | 0.038309 | 0.04026 | 0.041182 | 0.037703 | 0.039423 | 0.040447 | -0.0037208 | -0.0052974 | -0.0062608 | -0.0042729 | -0.0061534 | -0.006882 | -0.0037354 | -0.005292 | -0.0062174 | 0.021847 | 0.02038 | 0.019497 | 0.02133 | 0.019816 | 0.018924 | 0.021834 | 0.02041 | 0.019541
6 | 0.81 | 0.705 | 0.51 | 0.15 | 0.13 | 0.07 | -0.25331 | 0.22954 | -0.3252 | 0.29529 | 0.036067 | 0.037684 | 0.039293 | 0.036394 | 0.038056 | 0.039718 | 0.036158 | 0.037738 | 0.039375 | -0.0040187 | -0.0039856 | -0.005176 | -0.0043178 | -0.0040421 | -0.0055661 | -0.0040983 | -0.0037517 | -0.0052554 | 0.021555 | 0.021932 | 0.020505 | 0.021274 | 0.021581 | 0.020144 | 0.021478 | 0.021844 | 0.020356
7 | 0.747 | 0.675 | 0.52 | 0.34 | 0.28 | 0.27 | -0.25194 | 0.2284 | -0.32462 | 0.29491 | 0.033327 | 0.035313 | 0.036283 | 0.033272 | 0.035227 | 0.036281 | 0.033314 | 0.035249 | 0.036359 | -0.0032509 | -0.0033243 | -0.0042188 | -0.0032446 | -0.0032551 | -0.0042198 | -0.0032776 | -0.0032583 | -0.0042945 | 0.022213 | 0.022214 | 0.021379 | 0.022248 | 0.022268 | 0.021358 | 0.02221 | 0.022248 | 0.021293
8 | 0.685 | 0.685 | 0.454 | 0.53 | 0.49 | 0.43 | -0.25174 | 0.22824 | -0.32437 | 0.29471 | 0.031905 | 0.033651 | 0.035059 | 0.031881 | 0.033622 | 0.035201 | 0.031154 | 0.032769 | 0.034239 | -0.0018993 | -0.0034807 | -0.0030039 | -0.0018984 | -0.0035036 | -0.0031944 | -0.001303 | -0.0027347 | -0.002346 | 0.023579 | 0.022131 | 0.022591 | 0.023523 | 0.022056 | 0.022364 | 0.024115 | 0.022748 | 0.023142
9 | 0.571 | 0.639 | 0.466 | 0.77 | 0.71 | 0.62 | -0.25318 | 0.22951 | -0.32428 | 0.29451 | 0.0314 | 0.033501 | 0.03518 | 0.030513 | 0.032453 | 0.034322 | 0.029175 | 0.030942 | 0.032689 | -0.0012105 | -0.0030949 | -0.0028053 | -0.00053452 | -0.0023065 | -0.0022159 | 0 | -0.0010087 | -0.0026181 | 0.024392 | 0.022686 | 0.022973 | 0.024933 | 0.023312 | 0.023396 | 0.024269 | 0.024442 | 0.022921
10 | 0.562 | 0.57 | 0.55 | 0.85 | 0.82 | 0.77 | -0.25433 | 0.23051 | -0.32436 | 0.29448 | 0.032035 | 0.034037 | 0.035375 | 0.030405 | 0.032128 | 0.03355 | 0.029406 | 0.031019 | 0.032555 | -0.0016759 | -0.0034456 | -0.0028173 | -0.00035714 | -0.0018886 | -0.003189 | 0 | -0.001016 | -0.0024367 | 0.024055 | 0.022473 | 0.023103 | 0.025173 | 0.02377 | 0.022592 | 0.024141 | 0.024465 | 0.023142
11 | 0.676 | 0.5 | 0.545 | 0.94 | 0.92 | 0.93 | -0.25451 | 0.23067 | -0.3243 | 0.29441 | 0.032091 | 0.03413 | 0.035117 | 0.029702 | 0.031366 | 0.032131 | 0.02891 | 0.03049 | 0.031465 | -0.0016636 | -0.00346 | -0.0024703 | 0 | -0.001149 | -0.0017908 | 0 | -0.00051627 | -0.0013766 | 0.024117 | 0.022518 | 0.023485 | 0.024147 | 0.02448 | 0.023888 | 0.02461 | 0.024966 | 0.024143
12 | 0.607 | 0.501 | 0.395 | 0.95 | 0.94 | 0.95 | -0.25383 | 0.23009 | -0.32423 | 0.29441 | 0.032094 | 0.034101 | 0.034947 | 0.029424 | 0.030971 | 0.031664 | 0.027995 | 0.029381 | 0.030029 | -0.0016846 | -0.0034413 | -0.0023552 | 0 | -0.00085505 | -0.0014633 | 0 | 0 | -6.4115e-05 | 0.024068 | 0.022495 | 0.023566 | 0.024309 | 0.024729 | 0.024179 | 0.0254 | 0.024248 | 0.025382
13 | 0.714 | 0.496 | 0.428 | 0.85 | 0.8 | 0.82 | -0.25319 | 0.22952 | -0.32433 | 0.29454 | 0.032353 | 0.034631 | 0.035468 | 0.030063 | 0.032009 | 0.032564 | 0.028835 | 0.030562 | 0.031236 | -0.0020657 | -0.0022901 | -0.0030003 | -0.0001257 | -0.0018781 | -0.0023661 | 0 | -0.00060649 | -0.0012121 | 0.023638 | 0.023492 | 0.022836 | 0.025329 | 0.023707 | 0.023262 | 0.024642 | 0.02486 | 0.024301
14 | 0.829 | 0.576 | 0.505 | 0.71 | 0.67 | 0.69 | -0.25396 | 0.23016 | -0.32457 | 0.29469 | 0.034656 | 0.037015 | 0.038079 | 0.030986 | 0.032802 | 0.033493 | 0.03033 | 0.032026 | 0.032847 | -0.0023506 | -0.0044259 | -0.0053304 | -0.00099701 | -0.0026495 | -0.0032812 | -0.00043154 | -0.0019777 | -0.0027145 | 0.023419 | 0.021538 | 0.020712 | 0.024471 | 0.022954 | 0.022394 | 0.024969 | 0.023546 | 0.022862
15 | 0.703 | 0.643 | 0.535 | 0.52 | 0.55 | 0.49 | -0.25589 | 0.2318 | -0.3251 | 0.29498 | 0.037806 | 0.039679 | 0.041611 | 0.033425 | 0.034679 | 0.036306 | 0.032714 | 0.033871 | 0.035585 | -0.0050633 | -0.004836 | -0.0065122 | -0.0032686 | -0.0026 | -0.0040753 | -0.0026322 | -0.0018966 | -0.0034583 | 0.020981 | 0.021295 | 0.019789 | 0.022334 | 0.023009 | 0.021628 | 0.0229 | 0.023645 | 0.022182
16 | 0.619 | 0.601 | 0.481 | 0.36 | 0.32 | 0.26 | -0.25693 | 0.23267 | -0.32554 | 0.29527 | 0.039691 | 0.042363 | 0.044284 | 0.034989 | 0.036967 | 0.038561 | 0.034389 | 0.03629 | 0.037934 | -0.0049407 | -0.0072479 | -0.0070613 | -0.0029421 | -0.004727 | -0.0043863 | -0.0024219 | -0.0041431 | -0.0038415 | 0.021128 | 0.019019 | 0.019316 | 0.022632 | 0.020998 | 0.021336 | 0.023104 | 0.021427 | 0.021812
17 | 0.648 | 0.613 | 0.465 | 0.16 | 0.12 | 0.09 | -0.25749 | 0.23312 | -0.3259 | 0.29554 | 0.041569 | 0.044227 | 0.045915 | 0.037303 | 0.039361 | 0.040674 | 0.036383 | 0.038292 | 0.039603 | -0.0066884 | -0.007148 | -0.0085619 | -0.0051033 | -0.0051574 | -0.0063389 | -0.0042892 | -0.0042091 | -0.0053935 | 0.019473 | 0.019139 | 0.01789 | 0.020604 | 0.020591 | 0.019497 | 0.021339 | 0.021441 | 0.020339
18 | 0.599 | 0.53 | 0.463 | 0.03 | 0 | 0 | -0.25708 | 0.23276 | -0.32599 | 0.29565 | 0.041839 | 0.044243 | 0.045454 | 0.038141 | 0.039991 | 0.040877 | 0.037767 | 0.03957 | 0.040588 | -0.0055223 | -0.007323 | -0.0083319 | -0.0040864 | -0.0057458 | -0.0065257 | -0.0037825 | -0.0053936 | -0.006317 | 0.02073 | 0.018873 | 0.017997 | 0.021544 | 0.020026 | 0.019281 | 0.021809 | 0.020329 | 0.019484
19 | 0.713 | 0.555 | 0.599 | 0 | 0 | 0 | -0.25771 | 0.23328 | -0.32626 | 0.29582 | 0.042404 | 0.044376 | 0.045723 | 0.039537 | 0.041171 | 0.042154 | 0.039876 | 0.041523 | 0.042839 | -0.0058041 | -0.0075345 | -0.0086581 | -0.0052827 | -0.0067313 | -0.0057707 | -0.0056266 | -0.007098 | -0.0064934 | 0.020171 | 0.01865 | 0.017646 | 0.020493 | 0.01918 | 0.020105 | 0.020123 | 0.018782 | 0.019378
20 | 0.904 | 0.95 | 0.882 | 0 | 0 | 0 | -0.25838 | 0.23381 | -0.32661 | 0.29605 | 0.043508 | 0.04569 | 0.047293 | 0.041457 | 0.043334 | 0.04498 | 0.041808 | 0.043704 | 0.045671 | -0.006815 | -0.0086725 | -0.0081904 | -0.0069915 | -0.0068407 | -0.0082983 | -0.0055948 | -0.0072743 | -0.0072847 | 0.019258 | 0.017566 | 0.018036 | 0.018921 | 0.019117 | 0.017773 | 0.020198 | 0.018666 | 0.018695
21 | 0.949 | 1 | 1 | 0 | 0 | 0 | -0.25854 | 0.23393 | -0.32674 | 0.29614 | 0.043965 | 0.046402 | 0.047823 | 0.041574 | 0.043476 | 0.045225 | 0.042886 | 0.044947 | 0.047142 | -0.0071908 | -0.0072857 | -0.0087115 | -0.0070944 | -0.007527 | -0.0085216 | -0.0065831 | -0.0083648 | -0.0085511 | 0.018878 | 0.018904 | 0.017624 | 0.018819 | 0.018995 | 0.017569 | 0.019303 | 0.017639 | 0.017499
22 | 0.968 | 0.705 | 0.827 | 0 | 0 | 0 | -0.25763 | 0.23317 | -0.32654 | 0.29605 | 0.042989 | 0.045096 | 0.046718 | 0.040202 | 0.042139 | 0.043216 | 0.042194 | 0.044191 | 0.046041 | -0.0064161 | -0.0082794 | -0.0078043 | -0.0059034 | -0.0057001 | -0.0067588 | -0.0059283 | -0.0077266 | -0.0075798 | 0.019543 | 0.017939 | 0.018403 | 0.019903 | 0.020178 | 0.019177 | 0.0199 | 0.018294 | 0.01846
23 | 1 | 0.687 | 0.603 | 0 | 0 | 0 | -0.25649 | 0.23219 | -0.32642 | 0.29604 | 0.041864 | 0.044143 | 0.045338 | 0.04016 | 0.041954 | 0.043101 | 0.041419 | 0.043439 | 0.045095 | -0.0055036 | -0.007243 | -0.0085686 | -0.0058933 | -0.0056966 | -0.0067211 | -0.0070425 | -0.0071142 | -0.0083319 | 0.020359 | 0.018792 | 0.017573 | 0.019883 | 0.020108 | 0.019175 | 0.018823 | 0.01893 | 0.017817
24 | 0.984 | 0.802 | 0.57 | 0 | 0 | 0 | -0.25509 | 0.23098 | -0.32623 | 0.29599 | 0.04046 | 0.042296 | 0.043591 | 0.040365 | 0.042216 | 0.043555 | 0.040661 | 0.042525 | 0.043712 | -0.0061719 | -0.0060162 | -0.0071742 | -0.0061233 | -0.0059627 | -0.0071257 | -0.006356 | -0.0062357 | -0.0073222 | 0.019617 | 0.019818 | 0.01874 | 0.019649 | 0.019843 | 0.018756 | 0.019436 | 0.0196 | 0.018366

## bt5286_kW_variation
kW_3ph | Voltage variation for power extracted for every hour and every phase | [71 empty] | Voltage variation for power injected for every hour and every phase | [71 empty] | Losses variation for power extracted for every hour | [23 empty] | Losses variation for power injected for every hour | [23 empty] | Power flow variation in the substation for power extracted every hour | [23 empty] | Power flow variation in the substation for power injected every hour
| Vact_1_1_ext | Vact_1_2_ext | Vact_1_3_ext | Vact_2_1_ext | Vact_2_2_ext | Vact_2_3_ext | Vact_3_1_ext | Vact_3_2_ext | Vact_3_3_ext | Vact_4_1_ext | Vact_4_2_ext | Vact_4_3_ext | Vact_5_1_ext | Vact_5_2_ext | Vact_5_3_ext | Vact_6_1_ext | Vact_6_2_ext | Vact_6_3_ext | Vact_7_1_ext | Vact_7_2_ext | Vact_7_3_ext | Vact_8_1_ext | Vact_8_2_ext | Vact_8_3_ext | Vact_9_1_ext | Vact_9_2_ext | Vact_9_3_ext | Vact_10_1_ext | Vact_10_2_ext | Vact_10_3_ext | Vact_11_1_ext | Vact_11_2_ext | Vact_11_3_ext | Vact_12_1_ext | Vact_12_2_ext | Vact_12_3_ext | Vact_13_1_ext | Vact_13_2_ext | Vact_13_3_ext | Vact_14_1_ext | Vact_14_2_ext | Vact_14_3_ext | Vact_15_1_ext | Vact_15_2_ext | Vact_15_3_ext | Vact_16_1_ext | Vact_16_2_ext | Vact_16_3_ext | Vact_17_1_ext | Vact_17_2_ext | Vact_17_3_ext | Vact_18_1_ext | Vact_18_2_ext | Vact_18_3_ext | Vact_19_1_ext | Vact_19_2_ext | Vact_19_3_ext | Vact_20_1_ext | Vact_20_2_ext | Vact_20_3_ext | Vact_21_1_ext | Vact_21_2_ext | Vact_21_3_ext | Vact_22_1_ext | Vact_22_2_ext | Vact_22_3_ext | Vact_23_1_ext | Vact_23_2_ext | Vact_23_3_ext | Vact_24_1_ext | Vact_24_2_ext | Vact_24_3_ext | Vact_1_1_inj | Vact_1_2_inj | Vact_1_3_inj | Vact_2_1_inj | Vact_2_2_inj | Vact_2_3_inj | Vact_3_1_inj | Vact_3_2_inj | Vact_3_3_inj | Vact_4_1_inj | Vact_4_2_inj | Vact_4_3_inj | Vact_5_1_inj | Vact_5_2_inj | Vact_5_3_inj | Vact_6_1_inj | Vact_6_2_inj | Vact_6_3_inj | Vact_7_1_inj | Vact_7_2_inj | Vact_7_3_inj | Vact_8_1_inj | Vact_8_2_inj | Vact_8_3_inj | Vact_9_1_inj | Vact_9_2_inj | Vact_9_3_inj | Vact_10_1_inj | Vact_10_2_inj | Vact_10_3_inj | Vact_11_1_inj | Vact_11_2_inj | Vact_11_3_inj | Vact_12_1_inj | Vact_12_2_inj | Vact_12_3_inj | Vact_13_1_inj | Vact_13_2_inj | Vact_13_3_inj | Vact_14_1_inj | Vact_14_2_inj | Vact_14_3_inj | Vact_15_1_inj | Vact_15_2_inj | Vact_15_3_inj | Vact_16_1_inj | Vact_16_2_inj | Vact_16_3_inj | Vact_17_1_inj | Vact_17_2_inj | Vact_17_3_inj | Vact_18_1_inj | Vact_18_2_inj | Vact_18_3_inj | Vact_19_1_inj | Vact_19_2_inj | Vact_19_3_inj | Vact_20_1_inj | Vact_20_2_inj | Vact_20_3_inj | Vact_21_1_inj | Vact_21_2_inj | Vact_21_3_inj | Vact_22_1_inj | Vact_22_2_inj | Vact_22_3_inj | Vact_23_1_inj | Vact_23_2_inj | Vact_23_3_inj | Vact_24_1_inj | Vact_24_2_inj | Vact_24_3_inj | L_1_ext | L_2_ext | L_3_ext | L_4_ext | L_5_ext | L_6_ext | L_7_ext | L_8_ext | L_9_ext | L_10_ext | L_11_ext | L_12_ext | L_13_ext | L_14_ext | L_15_ext | L_16_ext | L_17_ext | L_18_ext | L_19_ext | L_20_ext | L_21_ext | L_22_ext | L_23_ext | L_24_ext | L_1_inj | L_2_inj | L_3_inj | L_4_inj | L_5_inj | L_6_inj | L_7_inj | L_8_inj | L_9_inj | L_10_inj | L_11_inj | L_12_inj | L_13_inj | L_14_inj | L_15_inj | L_16_inj | L_17_inj | L_18_inj | L_19_inj | L_20_inj | L_21_inj | L_22_inj | L_23_inj | L_24_inj | SE_1_ext | SE_2_ext | SE_3_ext | SE_4_ext | SE_5_ext | SE_6_ext | SE_7_ext | SE_8_ext | SE_9_ext | SE_10_ext | SE_11_ext | SE_12_ext | SE_13_ext | SE_14_ext | SE_15_ext | SE_16_ext | SE_17_ext | SE_18_ext | SE_19_ext | SE_20_ext | SE_21_ext | SE_22_ext | SE_23_ext | SE_24_ext | SE_1_inj | SE_2_inj | SE_3_inj | SE_4_inj | SE_5_inj | SE_6_inj | SE_7_inj | SE_8_inj | SE_9_inj | SE_10_inj | SE_11_inj | SE_12_inj | SE_13_inj | SE_14_inj | SE_15_inj | SE_16_inj | SE_17_inj | SE_18_inj | SE_19_inj | SE_20_inj | SE_21_inj | SE_22_inj | SE_23_inj | SE_24_inj
0 | 0 | 0 | 0 | 0 | 0 | 0 | 0 | 0 | 0 | 0 | 0 | 0 | 0 | 0 | 0 | 0 | 0 | 0 | 0 | 0 | 0 | 0 | 0 | 0 | 0 | 0 | 0 | 0 | 0 | 0 | 0 | 0 | 0 | 0 | 0 | 0 | 0 | 0 | 0 | 0 | 0 | 0 | 0 | 0 | 0 | 0 | 0 | 0 | 0 | 0 | 0 | 0 | 0 | 0 | 0 | 0 | 0 | 0 | 0 | 0 | 0 | 0 | 0 | 0 | 0 | 0 | 0 | 0 | 0 | 0 | 0 | 0 | 0 | 0 | 0 | 0 | 0 | 0 | 0 | 0 | 0 | 0 | 0 | 0 | 0 | 0 | 0 | 0 | 0 | 0 | 0 | 0 | 0 | 0 | 0 | 0 | 0 | 0 | 0 | 0 | 0 | 0 | 0 | 0 | 0 | 0 | 0 | 0 | 0 | 0 | 0 | 0 | 0 | 0 | 0 | 0 | 0 | 0 | 0 | 0 | 0 | 0 | 0 | 0 | 0 | 0 | 0 | 0 | 0 | 0 | 0 | 0 | 0 | 0 | 0 | 0 | 0 | 0 | 0 | 0 | 0 | 0 | 0 | 0 | 0 | 0 | 0 | 0 | 0 | 0 | 0 | 0 | 0 | 0 | 0 | 0 | 0 | 0 | 0 | 0 | 0 | 0 | 0 | 0 | 0 | 0 | 0 | 0 | 0 | 0 | 0 | 0 | 0 | 0 | 0 | 0 | 0 | 0 | 0 | 0 | 0 | 0 | 0 | 0 | 0 | 0 | 0 | 0 | 0 | 0 | 0 | 0 | 0 | 0 | 0 | 0 | 0 | 0 | 0 | 0 | 0 | 0 | 0 | 0 | 0 | 0 | 0 | 0 | 0 | 0 | 0 | 0 | 0 | 0 | 0 | 0 | 0 | 0 | 0 | 0 | 0 | 0 | 0 | 0 | 0 | 0 | 0 | 0 | 0 | 0 | 0 | 0 | 0 | 0 | 0 | 0 | 0 | 0 | 0 | 0
5 | -0.40464 | -0.40569 | -0.40515 | -0.40441 | -0.40541 | -0.4049 | -0.4041 | -0.40506 | -0.40458 | -0.40377 | -0.40469 | -0.40423 | -0.40353 | -0.40445 | -0.40398 | -0.40286 | -0.40369 | -0.40325 | -0.40072 | -0.40132 | -0.40096 | -0.3997 | -0.40015 | -0.39982 | -0.40002 | -0.40031 | -0.40001 | -0.40066 | -0.40089 | -0.40057 | -0.40028 | -0.40046 | -0.40014 | -0.3998 | -0.39994 | -0.39963 | -0.40039 | -0.4006 | -0.40031 | -0.40088 | -0.40117 | -0.40087 | -0.40247 | -0.40296 | -0.40261 | -0.40354 | -0.40421 | -0.40381 | -0.4041 | -0.4049 | -0.40448 | -0.40451 | -0.40535 | -0.40493 | -0.40644 | -0.4074 | -0.40691 | -0.4076 | -0.40866 | -0.40811 | -0.40805 | -0.40919 | -0.4086 | -0.40792 | -0.40905 | -0.40847 | -0.40627 | -0.40748 | -0.40683 | -0.40489 | -0.40608 | -0.40547 | 0.40197 | 0.40302 | 0.40248 | 0.40175 | 0.40274 | 0.40224 | 0.40145 | 0.4024 | 0.40192 | 0.40112 | 0.40204 | 0.40157 | 0.40088 | 0.4018 | 0.40133 | 0.40022 | 0.40105 | 0.40061 | 0.39811 | 0.39871 | 0.39835 | 0.3971 | 0.39755 | 0.39722 | 0.39742 | 0.39771 | 0.39741 | 0.39805 | 0.39829 | 0.39797 | 0.39768 | 0.39786 | 0.39754 | 0.39721 | 0.39735 | 0.39704 | 0.3978 | 0.398 | 0.39771 | 0.39827 | 0.39856 | 0.39827 | 0.39985 | 0.40033 | 0.39998 | 0.4009 | 0.40157 | 0.40117 | 0.40145 | 0.40225 | 0.40183 | 0.40186 | 0.40269 | 0.40227 | 0.40376 | 0.40472 | 0.40423 | 0.4049 | 0.40596 | 0.40541 | 0.40534 | 0.40648 | 0.40589 | 0.40521 | 0.40634 | 0.40576 | 0.40355 | 0.40478 | 0.40415 | 0.40222 | 0.4034 | 0.40279 | 0.078604 | 0.075527 | 0.072251 | 0.069173 | 0.067346 | 0.062417 | 0.048551 | 0.038519 | 0.030978 | 0.030068 | 0.024843 | 0.018171 | 0.023733 | 0.031499 | 0.044109 | 0.055194 | 0.063082 | 0.067698 | 0.077973 | 0.090963 | 0.097954 | 0.093296 | 0.088545 | 0.082139 | -0.060262 | -0.05723 | -0.054086 | -0.050986 | -0.049146 | -0.044122 | -0.030409 | -0.020655 | -0.01309 | -0.012183 | -0.0068832 | -0.00032058 | -0.0060604 | -0.013572 | -0.026271 | -0.037204 | -0.044968 | -0.049568 | -0.05968 | -0.072341 | -0.079108 | -0.073934 | -0.0681 | -0.063775 | 5.0424 | 5.0406 | 5.0393 | 5.0375 | 5.0368 | 5.0329 | 5.0216 | 5.0125 | 5.0046 | 5.0008 | 4.9947 | 4.991 | 4.9968 | 5.0032 | 5.014 | 5.025 | 5.0327 | 5.037 | 5.0415 | 5.0472 | 5.0497 | 5.0457 | 5.0397 | 5.0425 | -5.0239 | -5.0226 | -5.0211 | -5.02 | -5.019 | -5.0153 | -5.004 | -4.9954 | -4.987 | -4.9828 | -4.9771 | -4.9739 | -4.9793 | -4.9857 | -4.9965 | -5.007 | -5.0149 | -5.0194 | -5.0235 | -5.0292 | -5.0318 | -5.0291 | -5.0256 | -5.0243
10 | -0.81197 | -0.81409 | -0.81301 | -0.81151 | -0.81351 | -0.8125 | -0.81089 | -0.81281 | -0.81185 | -0.81023 | -0.81207 | -0.81114 | -0.80974 | -0.81158 | -0.81064 | -0.80839 | -0.81005 | -0.80918 | -0.80409 | -0.80529 | -0.80457 | -0.80203 | -0.80293 | -0.80226 | -0.80266 | -0.80326 | -0.80264 | -0.80395 | -0.80442 | -0.80378 | -0.8032 | -0.80356 | -0.8029 | -0.80221 | -0.8025 | -0.80188 | -0.80342 | -0.80384 | -0.80325 | -0.80439 | -0.80498 | -0.80439 | -0.80761 | -0.80858 | -0.80788 | -0.80975 | -0.81109 | -0.8103 | -0.81088 | -0.81249 | -0.81165 | -0.81171 | -0.81339 | -0.81256 | -0.8156 | -0.81751 | -0.81653 | -0.81794 | -0.82007 | -0.81896 | -0.81885 | -0.82113 | -0.81995 | -0.81857 | -0.82084 | -0.81968 | -0.81523 | -0.81768 | -0.81639 | -0.81249 | -0.81487 | -0.81364 | 0.80137 | 0.80342 | 0.8025 | 0.80088 | 0.80286 | 0.80185 | 0.80027 | 0.80218 | 0.80121 | 0.79963 | 0.80146 | 0.80053 | 0.79916 | 0.80098 | 0.80004 | 0.79784 | 0.79949 | 0.79862 | 0.79365 | 0.79483 | 0.79412 | 0.79164 | 0.79253 | 0.79187 | 0.79228 | 0.79286 | 0.79225 | 0.79354 | 0.794 | 0.79337 | 0.7928 | 0.79316 | 0.79251 | 0.79185 | 0.79214 | 0.79153 | 0.79303 | 0.79344 | 0.79286 | 0.79397 | 0.79455 | 0.79397 | 0.79711 | 0.79807 | 0.79738 | 0.79919 | 0.80052 | 0.79973 | 0.80028 | 0.80188 | 0.80104 | 0.80109 | 0.80276 | 0.80193 | 0.80488 | 0.80678 | 0.80581 | 0.80714 | 0.80926 | 0.80815 | 0.80802 | 0.81029 | 0.80911 | 0.80775 | 0.81 | 0.80886 | 0.80447 | 0.80691 | 0.80564 | 0.80181 | 0.80417 | 0.80294 | 0.1757 | 0.1695 | 0.16303 | 0.15701 | 0.15301 | 0.14311 | 0.11518 | 0.095166 | 0.080102 | 0.078203 | 0.067787 | 0.05435 | 0.065765 | 0.081079 | 0.10668 | 0.12886 | 0.14481 | 0.15397 | 0.17443 | 0.20055 | 0.21454 | 0.20458 | 0.1938 | 0.18292 | -0.10374 | -0.096313 | -0.090028 | -0.084022 | -0.080124 | -0.070377 | -0.042945 | -0.02346 | -0.0084835 | -0.0065464 | 0.0038534 | 0.017011 | 0.0055961 | -0.0094795 | -0.034583 | -0.056274 | -0.071857 | -0.081088 | -0.10106 | -0.12639 | -0.13998 | -0.12952 | -0.11853 | -0.10916 | 10.1024 | 10.0993 | 10.0964 | 10.0942 | 10.0916 | 10.084 | 10.061 | 10.0434 | 10.0268 | 10.0191 | 10.0072 | 10 | 10.0112 | 10.0246 | 10.0461 | 10.0678 | 10.084 | 10.0923 | 10.1011 | 10.1125 | 10.118 | 10.1118 | 10.1021 | 10.1035 | -10.0221 | -10.0274 | -10.0247 | -10.022 | -10.0201 | -10.0125 | -9.9899 | -9.973 | -9.9563 | -9.9484 | -9.9368 | -9.9302 | -9.9411 | -9.9539 | -9.9752 | -9.9966 | -10.012 | -10.0209 | -10.0294 | -10.0405 | -10.0454 | -10.0401 | -10.0341 | -10.0322
15 | -1.222 | -1.2252 | -1.2236 | -1.2214 | -1.2244 | -1.2228 | -1.2204 | -1.2233 | -1.2218 | -1.2194 | -1.2222 | -1.2208 | -1.2187 | -1.2214 | -1.22 | -1.2166 | -1.2191 | -1.2178 | -1.2101 | -1.2119 | -1.2109 | -1.207 | -1.2084 | -1.2074 | -1.208 | -1.2089 | -1.2079 | -1.2099 | -1.2106 | -1.2097 | -1.2088 | -1.2093 | -1.2083 | -1.2073 | -1.2077 | -1.2068 | -1.2091 | -1.2097 | -1.2089 | -1.2106 | -1.2115 | -1.2106 | -1.2154 | -1.2169 | -1.2159 | -1.2187 | -1.2207 | -1.2195 | -1.2204 | -1.2228 | -1.2215 | -1.2216 | -1.2242 | -1.2229 | -1.2275 | -1.2304 | -1.2289 | -1.2311 | -1.2342 | -1.2326 | -1.2324 | -1.2359 | -1.2341 | -1.232 | -1.2354 | -1.2337 | -1.227 | -1.2306 | -1.2287 | -1.2228 | -1.2264 | -1.2246 | 1.1981 | 1.2012 | 1.1998 | 1.1974 | 1.2004 | 1.1989 | 1.1965 | 1.1994 | 1.1979 | 1.1956 | 1.1983 | 1.1969 | 1.1949 | 1.1976 | 1.1962 | 1.1929 | 1.1954 | 1.1941 | 1.1866 | 1.1884 | 1.1873 | 1.1836 | 1.185 | 1.184 | 1.1846 | 1.1855 | 1.1846 | 1.1865 | 1.1872 | 1.1862 | 1.1854 | 1.1859 | 1.185 | 1.184 | 1.1844 | 1.1835 | 1.1857 | 1.1864 | 1.1855 | 1.1871 | 1.188 | 1.1871 | 1.1918 | 1.1932 | 1.1922 | 1.1949 | 1.1969 | 1.1957 | 1.1965 | 1.1989 | 1.1977 | 1.1977 | 1.2002 | 1.199 | 1.2034 | 1.2062 | 1.2048 | 1.2068 | 1.2099 | 1.2083 | 1.2081 | 1.2115 | 1.2097 | 1.2077 | 1.211 | 1.2093 | 1.2028 | 1.2064 | 1.2045 | 1.1988 | 1.2023 | 1.2005 | 0.29151 | 0.28233 | 0.2726 | 0.26319 | 0.25732 | 0.24244 | 0.20024 | 0.17005 | 0.14738 | 0.14485 | 0.12903 | 0.10874 | 0.12598 | 0.14913 | 0.18775 | 0.22112 | 0.24498 | 0.25887 | 0.28983 | 0.32982 | 0.35011 | 0.33508 | 0.31801 | 0.30251 | -0.12779 | -0.11754 | -0.10809 | -0.099056 | -0.093297 | -0.078839 | -0.037825 | -0.0086602 | 0.0138 | 0.016527 | 0.032142 | 0.051796 | 0.034897 | 0.01232 | -0.025309 | -0.057668 | -0.080929 | -0.094777 | -0.12434 | -0.16242 | -0.18254 | -0.16712 | -0.15228 | -0.13679 | 15.1806 | 15.1765 | 15.173 | 15.1681 | 15.1649 | 15.1531 | 15.1188 | 15.0921 | 15.0671 | 15.0557 | 15.0375 | 15.0269 | 15.0438 | 15.0639 | 15.0961 | 15.1291 | 15.1532 | 15.1658 | 15.1793 | 15.1956 | 15.2044 | 15.1959 | 15.1825 | 15.1822 | -15.0105 | -15.0151 | -15.0106 | -15.0065 | -15.0038 | -14.9924 | -14.9586 | -14.9332 | -14.9083 | -14.8968 | -14.8793 | -14.8695 | -14.8857 | -14.9048 | -14.9366 | -14.9686 | -14.9918 | -15.0049 | -15.0174 | -15.034 | -15.0418 | -15.0338 | -15.0203 | -15.0212
20 | -1.6349 | -1.6391 | -1.637 | -1.634 | -1.638 | -1.6359 | -1.6327 | -1.6365 | -1.6346 | -1.6313 | -1.635 | -1.6332 | -1.6304 | -1.634 | -1.6322 | -1.6276 | -1.631 | -1.6292 | -1.6189 | -1.6213 | -1.6199 | -1.6147 | -1.6165 | -1.6152 | -1.616 | -1.6172 | -1.616 | -1.6186 | -1.6195 | -1.6183 | -1.6171 | -1.6178 | -1.6165 | -1.6151 | -1.6156 | -1.6144 | -1.6175 | -1.6183 | -1.6172 | -1.6195 | -1.6207 | -1.6195 | -1.626 | -1.628 | -1.6266 | -1.6303 | -1.633 | -1.6315 | -1.6326 | -1.6359 | -1.6342 | -1.6343 | -1.6377 | -1.636 | -1.6422 | -1.6461 | -1.6441 | -1.647 | -1.6512 | -1.649 | -1.6488 | -1.6534 | -1.6511 | -1.6482 | -1.6528 | -1.6505 | -1.6415 | -1.6464 | -1.6438 | -1.6359 | -1.6407 | -1.6383 | 1.5923 | 1.5964 | 1.5944 | 1.5914 | 1.5953 | 1.5933 | 1.5902 | 1.594 | 1.5921 | 1.5889 | 1.5926 | 1.5907 | 1.588 | 1.5916 | 1.5898 | 1.5854 | 1.5887 | 1.587 | 1.5771 | 1.5795 | 1.5781 | 1.5732 | 1.5749 | 1.5736 | 1.5744 | 1.5756 | 1.5744 | 1.5769 | 1.5779 | 1.5766 | 1.5755 | 1.5762 | 1.5749 | 1.5736 | 1.5742 | 1.573 | 1.5759 | 1.5768 | 1.5756 | 1.5778 | 1.5789 | 1.5778 | 1.584 | 1.5859 | 1.5845 | 1.5881 | 1.5907 | 1.5892 | 1.5902 | 1.5934 | 1.5917 | 1.5918 | 1.5952 | 1.5935 | 1.5993 | 1.6031 | 1.6012 | 1.6038 | 1.608 | 1.6058 | 1.6055 | 1.61 | 1.6077 | 1.605 | 1.6095 | 1.6072 | 1.5985 | 1.6033 | 1.6008 | 1.5932 | 1.5979 | 1.5955 | 0.42635 | 0.41402 | 0.40157 | 0.3886 | 0.38054 | 0.36042 | 0.3039 | 0.26342 | 0.23329 | 0.22975 | 0.20887 | 0.18162 | 0.20453 | 0.23562 | 0.28735 | 0.3321 | 0.36397 | 0.3826 | 0.42419 | 0.47731 | 0.505 | 0.48449 | 0.46118 | 0.44123 | -0.13404 | -0.121 | -0.10843 | -0.096427 | -0.088783 | -0.069682 | -0.015359 | 0.023531 | 0.053356 | 0.057128 | 0.077851 | 0.10385 | 0.081408 | 0.051476 | 0.0015741 | -0.041618 | -0.07246 | -0.09061 | -0.13001 | -0.18169 | -0.20715 | -0.18773 | -0.16621 | -0.14655 | 20.2778 | 20.2723 | 20.2651 | 20.2609 | 20.2564 | 20.241 | 20.1947 | 20.1589 | 20.1255 | 20.1102 | 20.086 | 20.0721 | 20.0944 | 20.121 | 20.1643 | 20.2085 | 20.2407 | 20.2578 | 20.276 | 20.2983 | 20.31 | 20.2983 | 20.2816 | 20.2819 | -19.9817 | -19.9847 | -19.9792 | -19.9737 | -19.9701 | -19.9553 | -19.91 | -19.8764 | -19.8433 | -19.8281 | -19.8047 | -19.7917 | -19.8131 | -19.8386 | -19.8809 | -19.9235 | -19.9542 | -19.9715 | -19.9883 | -20.008 | -20.0201 | -20.0081 | -19.9931 | -19.993
25 | -2.0506 | -2.0559 | -2.0532 | -2.0494 | -2.0544 | -2.0519 | -2.0478 | -2.0526 | -2.0502 | -2.0461 | -2.0507 | -2.0484 | -2.0448 | -2.0494 | -2.0471 | -2.0414 | -2.0456 | -2.0434 | -2.0304 | -2.0334 | -2.0316 | -2.0252 | -2.0274 | -2.0258 | -2.0267 | -2.0282 | -2.0267 | -2.03 | -2.0312 | -2.0296 | -2.0281 | -2.029 | -2.0274 | -2.0256 | -2.0263 | -2.0247 | -2.0286 | -2.0297 | -2.0282 | -2.0311 | -2.0326 | -2.0311 | -2.0393 | -2.0418 | -2.04 | -2.0448 | -2.0482 | -2.0462 | -2.0477 | -2.0517 | -2.0496 | -2.0498 | -2.0541 | -2.052 | -2.0597 | -2.0646 | -2.0621 | -2.0657 | -2.0711 | -2.0683 | -2.0681 | -2.0738 | -2.0709 | -2.0674 | -2.073 | -2.0702 | -2.0588 | -2.065 | -2.0618 | -2.0519 | -2.0579 | -2.0548 | 1.984 | 1.9891 | 1.9866 | 1.9828 | 1.9878 | 1.9853 | 1.9814 | 1.9861 | 1.9837 | 1.9798 | 1.9843 | 1.982 | 1.9786 | 1.9832 | 1.9808 | 1.9754 | 1.9795 | 1.9774 | 1.9651 | 1.9681 | 1.9663 | 1.9602 | 1.9624 | 1.9608 | 1.9618 | 1.9633 | 1.9617 | 1.9649 | 1.9661 | 1.9645 | 1.9631 | 1.964 | 1.9624 | 1.9608 | 1.9615 | 1.96 | 1.9637 | 1.9647 | 1.9632 | 1.966 | 1.9674 | 1.966 | 1.9737 | 1.9761 | 1.9743 | 1.9788 | 1.9821 | 1.9801 | 1.9814 | 1.9854 | 1.9833 | 1.9834 | 1.9876 | 1.9855 | 1.9927 | 1.9975 | 1.995 | 1.9982 | 2.0035 | 2.0007 | 2.0004 | 2.006 | 2.0031 | 1.9998 | 2.0053 | 2.0025 | 1.9917 | 1.9977 | 1.9946 | 1.9851 | 1.991 | 1.9879 | 0.58042 | 0.56493 | 0.54905 | 0.53288 | 0.52271 | 0.49759 | 0.42637 | 0.37579 | 0.33785 | 0.33355 | 0.30724 | 0.27306 | 0.30209 | 0.34087 | 0.40584 | 0.46191 | 0.50201 | 0.52544 | 0.57774 | 0.64453 | 0.67935 | 0.65383 | 0.62391 | 0.59963 | -0.12288 | -0.10676 | -0.091319 | -0.076424 | -0.066937 | -0.043171 | 0.024521 | 0.072726 | 0.11002 | 0.11486 | 0.14062 | 0.17305 | 0.14504 | 0.10764 | 0.045742 | -0.0080548 | -0.046451 | -0.069172 | -0.1181 | -0.18215 | -0.21395 | -0.1895 | -0.16258 | -0.13885 | 25.3937 | 25.3865 | 25.3779 | 25.3723 | 25.3669 | 25.3473 | 25.2891 | 25.2443 | 25.2023 | 25.1832 | 25.1531 | 25.1355 | 25.1635 | 25.197 | 25.2514 | 25.3067 | 25.3473 | 25.3687 | 25.3912 | 25.4197 | 25.4342 | 25.419 | 25.3995 | 25.3967 | -24.9359 | -24.9377 | -24.9305 | -24.9237 | -24.9191 | -24.9007 | -24.8447 | -24.8025 | -24.7616 | -24.7422 | -24.7135 | -24.6971 | -24.7237 | -24.7558 | -24.8083 | -24.8613 | -24.8998 | -24.921 | -24.9418 | -24.9663 | -24.9814 | -24.9667 | -24.949 | -24.9464
30 | -2.4691 | -2.4755 | -2.4722 | -2.4676 | -2.4737 | -2.4706 | -2.4657 | -2.4715 | -2.4686 | -2.4637 | -2.4692 | -2.4664 | -2.4621 | -2.4677 | -2.4649 | -2.458 | -2.463 | -2.4604 | -2.4447 | -2.4484 | -2.4462 | -2.4384 | -2.4411 | -2.4391 | -2.4403 | -2.4421 | -2.4402 | -2.4442 | -2.4457 | -2.4437 | -2.4419 | -2.443 | -2.441 | -2.4388 | -2.4397 | -2.4378 | -2.4426 | -2.4438 | -2.442 | -2.4456 | -2.4474 | -2.4456 | -2.4555 | -2.4584 | -2.4563 | -2.4621 | -2.4662 | -2.4638 | -2.4656 | -2.4705 | -2.4679 | -2.4682 | -2.4732 | -2.4707 | -2.4801 | -2.4859 | -2.483 | -2.4874 | -2.4938 | -2.4905 | -2.4902 | -2.4971 | -2.4936 | -2.4894 | -2.4962 | -2.4927 | -2.479 | -2.4865 | -2.4827 | -2.4707 | -2.4779 | -2.4742 | 2.3731 | 2.3793 | 2.3763 | 2.3718 | 2.3777 | 2.3747 | 2.3701 | 2.3757 | 2.3728 | 2.3682 | 2.3736 | 2.3708 | 2.3668 | 2.3722 | 2.3694 | 2.363 | 2.3679 | 2.3653 | 2.3507 | 2.3542 | 2.3521 | 2.3448 | 2.3475 | 2.3455 | 2.3467 | 2.3485 | 2.3466 | 2.3504 | 2.3518 | 2.3499 | 2.3483 | 2.3493 | 2.3474 | 2.3455 | 2.3464 | 2.3445 | 2.349 | 2.3502 | 2.3484 | 2.3517 | 2.3534 | 2.3517 | 2.3609 | 2.3637 | 2.3617 | 2.367 | 2.3709 | 2.3686 | 2.3701 | 2.3749 | 2.3724 | 2.3725 | 2.3775 | 2.375 | 2.3836 | 2.3893 | 2.3863 | 2.3902 | 2.3965 | 2.3932 | 2.3927 | 2.3995 | 2.3959 | 2.392 | 2.3987 | 2.3952 | 2.3823 | 2.3896 | 2.3858 | 2.3745 | 2.3815 | 2.3779 | 0.75385 | 0.73514 | 0.71595 | 0.69633 | 0.68422 | 0.65379 | 0.56798 | 0.50692 | 0.4614 | 0.45634 | 0.42449 | 0.38354 | 0.41838 | 0.46497 | 0.54336 | 0.61108 | 0.65937 | 0.68753 | 0.75077 | 0.83133 | 0.87335 | 0.84239 | 0.80607 | 0.77698 | -0.094116 | -0.075301 | -0.056697 | -0.039066 | -0.027832 | 0.00073492 | 0.081307 | 0.13922 | 0.18376 | 0.18961 | 0.22033 | 0.25926 | 0.22574 | 0.18119 | 0.10694 | 0.042803 | -0.0031913 | -0.030279 | -0.088572 | -0.16491 | -0.20311 | -0.1738 | -0.14104 | -0.11371 | 30.5291 | 30.5201 | 30.5095 | 30.5027 | 30.4962 | 30.4725 | 30.4023 | 30.3486 | 30.2982 | 30.2749 | 30.2384 | 30.2175 | 30.2511 | 30.2913 | 30.3571 | 30.4237 | 30.4724 | 30.4982 | 30.5256 | 30.5606 | 30.5777 | 30.5597 | 30.5366 | 30.5321 | -29.8729 | -29.8733 | -29.8647 | -29.8567 | -29.8516 | -29.829 | -29.7626 | -29.7121 | -29.6629 | -29.6399 | -29.6057 | -29.5859 | -29.6179 | -29.6561 | -29.7189 | -29.7821 | -29.8281 | -29.8534 | -29.8781 | -29.908 | -29.9255 | -29.9085 | -29.8876 | -29.8839
35 | -2.8905 | -2.8979 | -2.8942 | -2.8888 | -2.8958 | -2.8923 | -2.8865 | -2.8933 | -2.8899 | -2.8841 | -2.8906 | -2.8874 | -2.8823 | -2.8888 | -2.8855 | -2.8774 | -2.8833 | -2.8803 | -2.8619 | -2.8661 | -2.8636 | -2.8544 | -2.8576 | -2.8553 | -2.8566 | -2.8587 | -2.8566 | -2.8612 | -2.8629 | -2.8607 | -2.8585 | -2.8598 | -2.8575 | -2.8549 | -2.856 | -2.8538 | -2.8593 | -2.8608 | -2.8587 | -2.8628 | -2.8649 | -2.8628 | -2.8745 | -2.8779 | -2.8755 | -2.8822 | -2.887 | -2.8842 | -2.8864 | -2.8921 | -2.8891 | -2.8894 | -2.8953 | -2.8924 | -2.9035 | -2.9102 | -2.9068 | -2.912 | -2.9195 | -2.9156 | -2.9153 | -2.9234 | -2.9193 | -2.9143 | -2.9223 | -2.9183 | -2.9022 | -2.9109 | -2.9064 | -2.8924 | -2.9008 | -2.8965 | 2.7598 | 2.7671 | 2.7635 | 2.7583 | 2.7652 | 2.7617 | 2.7563 | 2.7629 | 2.7595 | 2.7541 | 2.7605 | 2.7572 | 2.7525 | 2.7588 | 2.7556 | 2.748 | 2.7538 | 2.7507 | 2.7338 | 2.7379 | 2.7354 | 2.727 | 2.7301 | 2.7278 | 2.7292 | 2.7313 | 2.7292 | 2.7335 | 2.7352 | 2.733 | 2.7311 | 2.7323 | 2.73 | 2.7279 | 2.7288 | 2.7267 | 2.7319 | 2.7333 | 2.7313 | 2.735 | 2.737 | 2.735 | 2.7457 | 2.749 | 2.7466 | 2.7527 | 2.7573 | 2.7546 | 2.7564 | 2.7619 | 2.759 | 2.7591 | 2.7649 | 2.762 | 2.772 | 2.7786 | 2.7752 | 2.7796 | 2.787 | 2.7831 | 2.7825 | 2.7904 | 2.7863 | 2.7817 | 2.7895 | 2.7855 | 2.7705 | 2.7789 | 2.7745 | 2.7614 | 2.7696 | 2.7653 | 0.94685 | 0.92501 | 0.90222 | 0.87943 | 0.86525 | 0.82948 | 0.72875 | 0.65713 | 0.60405 | 0.59833 | 0.56118 | 0.51273 | 0.55371 | 0.60842 | 0.70025 | 0.77958 | 0.83612 | 0.86929 | 0.94356 | 1.038 | 1.0874 | 1.0508 | 1.008 | 0.97388 | -0.048276 | -0.026639 | -0.0052149 | 0.01546 | 0.028642 | 0.061725 | 0.15522 | 0.22233 | 0.27433 | 0.28108 | 0.31713 | 0.36216 | 0.32322 | 0.27137 | 0.18523 | 0.11052 | 0.057087 | 0.02566 | -0.041856 | -0.13024 | -0.17483 | -0.14055 | -0.10233 | -0.07082 | 35.6829 | 35.6727 | 35.6607 | 35.6522 | 35.6446 | 35.617 | 35.5345 | 35.4714 | 35.4124 | 35.3855 | 35.3428 | 35.3178 | 35.3575 | 35.4047 | 35.4815 | 35.5598 | 35.6168 | 35.6471 | 35.6795 | 35.7206 | 35.7404 | 35.7195 | 35.6928 | 35.687 | -34.7931 | -34.7921 | -34.7824 | -34.7729 | -34.7667 | -34.7407 | -34.6635 | -34.6048 | -34.5478 | -34.521 | -34.4808 | -34.4584 | -34.4953 | -34.5398 | -34.6126 | -34.6863 | -34.7397 | -34.7691 | -34.7977 | -34.8325 | -34.8526 | -34.8332 | -34.8092 | -34.8042
40 | -3.3148 | -3.3234 | -3.319 | -3.3129 | -3.321 | -3.3169 | -3.3103 | -3.318 | -3.3142 | -3.3075 | -3.3149 | -3.3112 | -3.3054 | -3.3128 | -3.3091 | -3.2998 | -3.3065 | -3.303 | -3.2819 | -3.2868 | -3.2839 | -3.2733 | -3.277 | -3.2743 | -3.2758 | -3.2782 | -3.2758 | -3.2811 | -3.2831 | -3.2805 | -3.278 | -3.2795 | -3.2768 | -3.2739 | -3.275 | -3.2725 | -3.2789 | -3.2806 | -3.2782 | -3.283 | -3.2854 | -3.283 | -3.2964 | -3.3003 | -3.2975 | -3.3053 | -3.3108 | -3.3076 | -3.31 | -3.3166 | -3.3132 | -3.3135 | -3.3203 | -3.317 | -3.3297 | -3.3375 | -3.3335 | -3.3396 | -3.3482 | -3.3437 | -3.3434 | -3.3527 | -3.348 | -3.3422 | -3.3514 | -3.3468 | -3.3283 | -3.3383 | -3.3332 | -3.317 | -3.3267 | -3.3218 | 3.1441 | 3.1524 | 3.1482 | 3.1424 | 3.1502 | 3.1462 | 3.1401 | 3.1476 | 3.1438 | 3.1376 | 3.1449 | 3.1411 | 3.1358 | 3.143 | 3.1393 | 3.1307 | 3.1373 | 3.1338 | 3.1146 | 3.1192 | 3.1164 | 3.1068 | 3.1103 | 3.1077 | 3.1094 | 3.1117 | 3.1093 | 3.1143 | 3.1161 | 3.1136 | 3.1115 | 3.1129 | 3.1103 | 3.1078 | 3.109 | 3.1065 | 3.1124 | 3.114 | 3.1117 | 3.116 | 3.1183 | 3.1159 | 3.1281 | 3.1319 | 3.1291 | 3.136 | 3.1413 | 3.1382 | 3.1402 | 3.1466 | 3.1432 | 3.1434 | 3.15 | 3.1466 | 3.158 | 3.1655 | 3.1616 | 3.1666 | 3.175 | 3.1706 | 3.1699 | 3.1789 | 3.1742 | 3.169 | 3.1778 | 3.1733 | 3.1562 | 3.1659 | 3.1608 | 3.1459 | 3.1552 | 3.1503 | 1.1599 | 1.1346 | 1.1085 | 1.0823 | 1.066 | 1.0249 | 0.9091 | 0.82693 | 0.76597 | 0.7596 | 0.71703 | 0.66159 | 0.70845 | 0.77117 | 0.87669 | 0.96778 | 1.0326 | 1.0707 | 1.1562 | 1.2646 | 1.3214 | 1.2793 | 1.2299 | 1.191 | 0.014794 | 0.039123 | 0.063619 | 0.086918 | 0.10195 | 0.13951 | 0.24582 | 0.32227 | 0.38148 | 0.3895 | 0.43046 | 0.48173 | 0.43723 | 0.37826 | 0.28025 | 0.19536 | 0.13428 | 0.098606 | 0.021948 | -0.078275 | -0.12929 | -0.09013 | -0.046415 | -0.01107 | 40.8565 | 40.8453 | 40.831 | 40.821 | 40.8127 | 40.7807 | 40.6859 | 40.614 | 40.5459 | 40.5148 | 40.4662 | 40.4374 | 40.4828 | 40.5371 | 40.6254 | 40.715 | 40.7804 | 40.8154 | 40.8526 | 40.9 | 40.9228 | 40.8992 | 40.8684 | 40.8614 | -39.6964 | -39.6944 | -39.6831 | -39.6728 | -39.6654 | -39.6359 | -39.5481 | -39.4812 | -39.4164 | -39.3859 | -39.3397 | -39.3141 | -39.3566 | -39.407 | -39.4901 | -39.5739 | -39.6349 | -39.6677 | -39.7006 | -39.7406 | -39.763 | -39.7413 | -39.714 | -39.7082
45 | -3.7421 | -3.7518 | -3.7469 | -3.7399 | -3.749 | -3.7445 | -3.737 | -3.7457 | -3.7414 | -3.7338 | -3.7422 | -3.738 | -3.7315 | -3.7398 | -3.7356 | -3.7251 | -3.7327 | -3.7288 | -3.7049 | -3.7103 | -3.7071 | -3.6951 | -3.6992 | -3.6962 | -3.6979 | -3.7007 | -3.6979 | -3.7039 | -3.7061 | -3.7032 | -3.7004 | -3.702 | -3.699 | -3.6957 | -3.697 | -3.6942 | -3.7014 | -3.7033 | -3.7006 | -3.706 | -3.7087 | -3.706 | -3.7212 | -3.7256 | -3.7225 | -3.7313 | -3.7375 | -3.7339 | -3.7367 | -3.744 | -3.7403 | -3.7407 | -3.7483 | -3.7446 | -3.759 | -3.7677 | -3.7633 | -3.7702 | -3.7799 | -3.7749 | -3.7746 | -3.785 | -3.7797 | -3.7732 | -3.7835 | -3.7783 | -3.7574 | -3.7686 | -3.7629 | -3.7447 | -3.7555 | -3.75 | 3.526 | 3.5353 | 3.5306 | 3.5241 | 3.5329 | 3.5283 | 3.5215 | 3.53 | 3.5256 | 3.5187 | 3.5269 | 3.5227 | 3.5167 | 3.5248 | 3.5206 | 3.511 | 3.5184 | 3.5145 | 3.4929 | 3.4982 | 3.495 | 3.4843 | 3.4883 | 3.4853 | 3.4872 | 3.4898 | 3.4871 | 3.4927 | 3.4947 | 3.4919 | 3.4895 | 3.4911 | 3.4882 | 3.4855 | 3.4867 | 3.484 | 3.4905 | 3.4924 | 3.4898 | 3.4946 | 3.4971 | 3.4945 | 3.5081 | 3.5123 | 3.5092 | 3.517 | 3.5229 | 3.5194 | 3.5217 | 3.5288 | 3.525 | 3.5252 | 3.5326 | 3.5288 | 3.5415 | 3.55 | 3.5456 | 3.5512 | 3.5606 | 3.5556 | 3.5548 | 3.5649 | 3.5596 | 3.5538 | 3.5638 | 3.5586 | 3.5395 | 3.5503 | 3.5446 | 3.528 | 3.5385 | 3.5329 | 1.3931 | 1.3644 | 1.3348 | 1.3052 | 1.2866 | 1.2402 | 1.1091 | 1.0164 | 0.94753 | 0.94061 | 0.89254 | 0.82978 | 0.88282 | 0.95366 | 1.073 | 1.1758 | 1.2491 | 1.2921 | 1.3891 | 1.5117 | 1.5759 | 1.5284 | 1.4723 | 1.4282 | 0.092925 | 0.12177 | 0.14906 | 0.17505 | 0.19194 | 0.2339 | 0.3531 | 0.43882 | 0.50525 | 0.51434 | 0.56029 | 0.61767 | 0.56799 | 0.50166 | 0.39178 | 0.29679 | 0.2285 | 0.18829 | 0.10252 | -0.0094474 | -0.066676 | -0.022566 | 0.026342 | 0.065545 | 46.0499 | 46.0367 | 46.0214 | 46.0096 | 46 | 45.964 | 45.8567 | 45.7752 | 45.6986 | 45.6637 | 45.6087 | 45.5764 | 45.6275 | 45.6886 | 45.7886 | 45.8898 | 45.9637 | 46.0031 | 46.0457 | 46.0994 | 46.1252 | 46.0985 | 46.0661 | 46.0553 | -44.5781 | -44.5799 | -44.5675 | -44.556 | -44.5479 | -44.5148 | -44.4163 | -44.3412 | -44.2686 | -44.2342 | -44.1826 | -44.154 | -44.2013 | -44.2581 | -44.3511 | -44.4451 | -44.5134 | -44.5508 | -44.5871 | -44.632 | -44.6568 | -44.6325 | -44.6026 | -44.5954
50 | -4.1725 | -4.1832 | -4.1778 | -4.17 | -4.1801 | -4.1751 | -4.1667 | -4.1764 | -4.1716 | -4.1631 | -4.1725 | -4.1678 | -4.1605 | -4.1699 | -4.1652 | -4.1534 | -4.1618 | -4.1575 | -4.1307 | -4.1368 | -4.1332 | -4.1198 | -4.1244 | -4.1211 | -4.123 | -4.126 | -4.1229 | -4.1297 | -4.1321 | -4.1288 | -4.1257 | -4.1276 | -4.1242 | -4.1204 | -4.1219 | -4.1188 | -4.1268 | -4.1289 | -4.1259 | -4.132 | -4.135 | -4.132 | -4.149 | -4.1539 | -4.1504 | -4.1603 | -4.1672 | -4.1632 | -4.1664 | -4.1745 | -4.1703 | -4.1708 | -4.1793 | -4.1751 | -4.1913 | -4.201 | -4.1961 | -4.2038 | -4.2146 | -4.2091 | -4.2088 | -4.2203 | -4.2145 | -4.2072 | -4.2187 | -4.2129 | -4.1896 | -4.2021 | -4.1957 | -4.1753 | -4.1874 | -4.1813 | 3.9055 | 3.9158 | 3.9105 | 3.9034 | 3.9131 | 3.9081 | 3.9005 | 3.9099 | 3.9051 | 3.8975 | 3.9065 | 3.9019 | 3.8952 | 3.9042 | 3.8996 | 3.889 | 3.8971 | 3.8928 | 3.869 | 3.8748 | 3.8713 | 3.8594 | 3.8638 | 3.8606 | 3.8626 | 3.8655 | 3.8625 | 3.8687 | 3.871 | 3.8679 | 3.8652 | 3.867 | 3.8638 | 3.8608 | 3.8622 | 3.8592 | 3.8664 | 3.8684 | 3.8655 | 3.8708 | 3.8737 | 3.8708 | 3.8857 | 3.8905 | 3.887 | 3.8956 | 3.9022 | 3.8983 | 3.9008 | 3.9086 | 3.9045 | 3.9046 | 3.9128 | 3.9087 | 3.9227 | 3.9321 | 3.9272 | 3.9333 | 3.9438 | 3.9382 | 3.9373 | 3.9485 | 3.9427 | 3.9362 | 3.9473 | 3.9416 | 3.9204 | 3.9324 | 3.9261 | 3.9077 | 3.9193 | 3.9132 | 1.6466 | 1.6145 | 1.5813 | 1.5482 | 1.5275 | 1.4756 | 1.3293 | 1.2256 | 1.149 | 1.1415 | 1.0877 | 1.0178 | 1.0769 | 1.1558 | 1.2892 | 1.4041 | 1.4857 | 1.5338 | 1.6423 | 1.7793 | 1.8513 | 1.7979 | 1.7351 | 1.6858 | 0.18951 | 0.22097 | 0.25111 | 0.2801 | 0.29865 | 0.3417 | 0.47671 | 0.57164 | 0.64525 | 0.65552 | 0.70647 | 0.76999 | 0.71481 | 0.6415 | 0.52011 | 0.41464 | 0.33896 | 0.2948 | 0.20001 | 0.075839 | 0.012853 | 0.061792 | 0.11611 | 0.15905 | 51.265 | 51.2485 | 51.2314 | 51.2179 | 51.2073 | 51.167 | 51.0474 | 50.9565 | 50.8707 | 50.832 | 50.7707 | 50.7344 | 50.7917 | 50.8597 | 50.9716 | 51.0846 | 51.1669 | 51.2108 | 51.2586 | 51.3189 | 51.3479 | 51.318 | 51.2817 | 51.2692 | -49.4487 | -49.4501 | -49.4356 | -49.4225 | -49.4137 | -49.3778 | -49.2681 | -49.1851 | -49.1046 | -49.0664 | -49.0093 | -48.9779 | -49.0302 | -49.0931 | -49.1957 | -49.3 | -49.3757 | -49.4167 | -49.457 | -49.5063 | -49.5338 | -49.5073 | -49.4743 | -49.4664
55 | -4.6059 | -4.6177 | -4.6118 | -4.6031 | -4.6143 | -4.6087 | -4.5995 | -4.6102 | -4.6049 | -4.5955 | -4.6058 | -4.6007 | -4.5926 | -4.6029 | -4.5978 | -4.5847 | -4.594 | -4.5893 | -4.5596 | -4.5663 | -4.5624 | -4.5475 | -4.5526 | -4.5489 | -4.551 | -4.5543 | -4.5509 | -4.5584 | -4.5611 | -4.5575 | -4.554 | -4.5561 | -4.5524 | -4.5482 | -4.5498 | -4.5463 | -4.5552 | -4.5576 | -4.5542 | -4.561 | -4.5643 | -4.561 | -4.5798 | -4.5852 | -4.5814 | -4.5924 | -4.5999 | -4.5955 | -4.5991 | -4.6081 | -4.6034 | -4.604 | -4.6134 | -4.6088 | -4.6267 | -4.6374 | -4.632 | -4.6406 | -4.6525 | -4.6464 | -4.6461 | -4.6589 | -4.6524 | -4.6443 | -4.657 | -4.6507 | -4.6248 | -4.6386 | -4.6316 | -4.6091 | -4.6224 | -4.6156 | 4.2826 | 4.2939 | 4.2882 | 4.2803 | 4.2911 | 4.2855 | 4.2772 | 4.2876 | 4.2822 | 4.2739 | 4.2838 | 4.2787 | 4.2715 | 4.2813 | 4.2762 | 4.2647 | 4.2736 | 4.2688 | 4.2427 | 4.2492 | 4.2453 | 4.2323 | 4.2371 | 4.2335 | 4.2358 | 4.239 | 4.2357 | 4.2425 | 4.245 | 4.2415 | 4.2387 | 4.2406 | 4.2371 | 4.2338 | 4.2353 | 4.232 | 4.2399 | 4.2422 | 4.239 | 4.2448 | 4.2479 | 4.2447 | 4.2611 | 4.2663 | 4.2625 | 4.2719 | 4.2791 | 4.2748 | 4.2775 | 4.2862 | 4.2816 | 4.2817 | 4.2907 | 4.2862 | 4.3015 | 4.3118 | 4.3064 | 4.3131 | 4.3246 | 4.3184 | 4.3175 | 4.3298 | 4.3233 | 4.3162 | 4.3284 | 4.3221 | 4.2989 | 4.3122 | 4.3052 | 4.285 | 4.2978 | 4.291 | 1.9208 | 1.8852 | 1.8483 | 1.8118 | 1.7889 | 1.7315 | 1.5695 | 1.455 | 1.3705 | 1.3622 | 1.3032 | 1.2257 | 1.291 | 1.3783 | 1.5258 | 1.6525 | 1.7429 | 1.7959 | 1.9161 | 2.0677 | 2.1475 | 2.0884 | 2.0186 | 1.964 | 0.30234 | 0.3368 | 0.36993 | 0.40145 | 0.42154 | 0.46921 | 0.61674 | 0.72071 | 0.80152 | 0.81299 | 0.86892 | 0.93847 | 0.87799 | 0.79745 | 0.66456 | 0.54915 | 0.46628 | 0.41766 | 0.31411 | 0.17827 | 0.10916 | 0.1629 | 0.22231 | 0.26916 | 56.4985 | 56.4804 | 56.4617 | 56.4466 | 56.4347 | 56.3899 | 56.2579 | 56.1572 | 56.0626 | 56.0201 | 55.9525 | 55.9124 | 55.9753 | 56.0508 | 56.1746 | 56.299 | 56.3902 | 56.4391 | 56.4914 | 56.5586 | 56.5892 | 56.5578 | 56.5173 | 56.5035 | -54.3012 | -54.3032 | -54.2873 | -54.273 | -54.2637 | -54.2241 | -54.104 | -54.0131 | -53.9248 | -53.8829 | -53.8202 | -53.7857 | -53.8434 | -53.9121 | -54.0248 | -54.1388 | -54.2218 | -54.2669 | -54.3108 | -54.3647 | -54.3947 | -54.3659 | -54.3308 | -54.3208
60 | -5.0424 | -5.0553 | -5.0488 | -5.0394 | -5.0516 | -5.0455 | -5.0353 | -5.0471 | -5.0413 | -5.031 | -5.0422 | -5.0367 | -5.0278 | -5.0391 | -5.0335 | -5.0191 | -5.0293 | -5.0241 | -4.9916 | -4.9989 | -4.9946 | -4.9783 | -4.9838 | -4.9798 | -4.9821 | -4.9857 | -4.982 | -4.9902 | -4.9931 | -4.9892 | -4.9853 | -4.9876 | -4.9836 | -4.9789 | -4.9807 | -4.9769 | -4.9866 | -4.9892 | -4.9856 | -4.993 | -4.9966 | -4.993 | -5.0137 | -5.0196 | -5.0154 | -5.0275 | -5.0357 | -5.031 | -5.0349 | -5.0447 | -5.0396 | -5.0403 | -5.0505 | -5.0455 | -5.0652 | -5.0769 | -5.071 | -5.0805 | -5.0935 | -5.0869 | -5.0866 | -5.1005 | -5.0935 | -5.0846 | -5.0985 | -5.0916 | -5.0632 | -5.0783 | -5.0706 | -5.0459 | -5.0605 | -5.0531 | 4.6574 | 4.6698 | 4.6635 | 4.655 | 4.6667 | 4.6606 | 4.6516 | 4.6629 | 4.6571 | 4.648 | 4.6588 | 4.6532 | 4.6454 | 4.6561 | 4.6505 | 4.638 | 4.6477 | 4.6425 | 4.6142 | 4.6212 | 4.6169 | 4.6029 | 4.6081 | 4.6042 | 4.6067 | 4.6102 | 4.6066 | 4.614 | 4.6167 | 4.6129 | 4.6098 | 4.6119 | 4.6081 | 4.6046 | 4.6062 | 4.6026 | 4.6112 | 4.6136 | 4.6102 | 4.6165 | 4.6199 | 4.6164 | 4.6342 | 4.6398 | 4.6357 | 4.6458 | 4.6537 | 4.649 | 4.652 | 4.6614 | 4.6563 | 4.6565 | 4.6663 | 4.6613 | 4.6779 | 4.6892 | 4.6833 | 4.6905 | 4.703 | 4.6963 | 4.6953 | 4.7086 | 4.7016 | 4.6939 | 4.7072 | 4.7003 | 4.6751 | 4.6895 | 4.6819 | 4.66 | 4.6739 | 4.6667 | 2.2157 | 2.1768 | 2.1362 | 2.0962 | 2.0709 | 2.0079 | 1.8302 | 1.7046 | 1.6123 | 1.6036 | 1.5389 | 1.454 | 1.5254 | 1.6209 | 1.7828 | 1.9216 | 2.0207 | 2.0789 | 2.2111 | 2.3773 | 2.465 | 2.4004 | 2.3232 | 2.2632 | 0.43205 | 0.46883 | 0.50507 | 0.53926 | 0.5611 | 0.6129 | 0.77284 | 0.88575 | 0.97382 | 0.98648 | 1.0473 | 1.1229 | 1.057 | 0.96959 | 0.8252 | 0.69965 | 0.60954 | 0.55677 | 0.44455 | 0.2974 | 0.22213 | 0.28057 | 0.34513 | 0.38608 | 61.7521 | 61.7327 | 61.7121 | 61.6956 | 61.6825 | 61.6336 | 61.4886 | 61.3783 | 61.2748 | 61.2281 | 61.1542 | 61.1102 | 61.179 | 61.2616 | 61.3974 | 61.5338 | 61.6336 | 61.6871 | 61.7451 | 61.8188 | 61.8525 | 61.8179 | 61.7738 | 61.758 | -59.1395 | -59.1402 | -59.123 | -59.1075 | -59.0973 | -59.0543 | -58.9241 | -58.8252 | -58.7291 | -58.6834 | -58.6152 | -58.5777 | -58.6404 | -58.7155 | -58.8376 | -58.9617 | -59.0517 | -59.1008 | -59.1485 | -59.2076 | -59.2397 | -59.2083 | -59.17 | -59.157
65 | -5.4821 | -5.4961 | -5.4891 | -5.4788 | -5.492 | -5.4855 | -5.4743 | -5.4871 | -5.4808 | -5.4696 | -5.4818 | -5.4758 | -5.4662 | -5.4783 | -5.4723 | -5.4567 | -5.4677 | -5.4621 | -5.4266 | -5.4345 | -5.4299 | -5.4121 | -5.4181 | -5.4137 | -5.4162 | -5.4201 | -5.4161 | -5.425 | -5.4282 | -5.4239 | -5.4197 | -5.4222 | -5.4178 | -5.4127 | -5.4147 | -5.4105 | -5.4211 | -5.4239 | -5.42 | -5.4281 | -5.432 | -5.4281 | -5.4507 | -5.4571 | -5.4526 | -5.4657 | -5.4747 | -5.4695 | -5.4738 | -5.4845 | -5.479 | -5.4797 | -5.4909 | -5.4854 | -5.5069 | -5.5196 | -5.5133 | -5.5237 | -5.5378 | -5.5305 | -5.5303 | -5.5454 | -5.5378 | -5.5281 | -5.5432 | -5.5357 | -5.5048 | -5.5213 | -5.5132 | -5.486 | -5.5018 | -5.4938 | 5.03 | 5.0433 | 5.0365 | 5.0273 | 5.04 | 5.0334 | 5.0237 | 5.0359 | 5.0296 | 5.0199 | 5.0315 | 5.0255 | 5.017 | 5.0286 | 5.0225 | 5.009 | 5.0195 | 5.0139 | 4.9834 | 4.991 | 4.9864 | 4.9712 | 4.9769 | 4.9727 | 4.9754 | 4.9791 | 4.9752 | 4.9832 | 4.9862 | 4.9821 | 4.9788 | 4.981 | 4.9769 | 4.9731 | 4.9749 | 4.971 | 4.9803 | 4.9829 | 4.9791 | 4.9859 | 4.9896 | 4.9858 | 5.005 | 5.0111 | 5.0066 | 5.0175 | 5.0261 | 5.021 | 5.0241 | 5.0343 | 5.0289 | 5.029 | 5.0397 | 5.0342 | 5.0521 | 5.0642 | 5.0579 | 5.0656 | 5.0791 | 5.0719 | 5.0707 | 5.0852 | 5.0776 | 5.0693 | 5.0836 | 5.0762 | 5.049 | 5.0646 | 5.0564 | 5.0328 | 5.0478 | 5.04 | 2.5319 | 2.4894 | 2.445 | 2.4016 | 2.374 | 2.3054 | 2.1116 | 1.975 | 1.8747 | 1.8654 | 1.795 | 1.7026 | 1.7804 | 1.8845 | 2.0605 | 2.2119 | 2.3195 | 2.3829 | 2.5272 | 2.709 | 2.8038 | 2.7333 | 2.6824 | 2.5837 | 0.5777 | 0.61752 | 0.65617 | 0.69308 | 0.71664 | 0.77289 | 0.94493 | 1.0669 | 1.1621 | 1.1759 | 1.2416 | 1.3231 | 1.2521 | 1.1577 | 1.0018 | 0.8664 | 0.76897 | 0.71209 | 0.59134 | 0.43279 | 0.35157 | 0.41466 | 0.48448 | 0.52892 | 67.0266 | 67.0057 | 66.9832 | 66.965 | 66.951 | 66.8977 | 66.7397 | 66.6196 | 66.507 | 66.4563 | 66.3758 | 66.3279 | 66.403 | 66.493 | 66.6405 | 66.7894 | 66.8977 | 66.956 | 67.0194 | 67.099 | 67.1368 | 67.0989 | 67.0451 | 67.0341 | -63.9638 | -63.9613 | -63.9431 | -63.9262 | -63.9152 | -63.8687 | -63.7282 | -63.6214 | -63.518 | -63.4686 | -63.395 | -63.3542 | -63.4221 | -63.5029 | -63.6347 | -63.7686 | -63.8662 | -63.9189 | -63.9703 | -64.034 | -64.0682 | -64.0349 | -63.9945 | -63.9798
70 | -5.925 | -5.9401 | -5.9326 | -5.9214 | -5.9357 | -5.9286 | -5.9166 | -5.9303 | -5.9235 | -5.9114 | -5.9246 | -5.9181 | -5.9077 | -5.9208 | -5.9143 | -5.8974 | -5.9093 | -5.9032 | -5.8648 | -5.8733 | -5.8683 | -5.849 | -5.8555 | -5.8508 | -5.8534 | -5.8577 | -5.8533 | -5.863 | -5.8665 | -5.8618 | -5.8573 | -5.8599 | -5.8552 | -5.8496 | -5.8517 | -5.8473 | -5.8587 | -5.8618 | -5.8576 | -5.8663 | -5.8706 | -5.8663 | -5.8908 | -5.8978 | -5.8929 | -5.9072 | -5.9169 | -5.9113 | -5.9159 | -5.9275 | -5.9216 | -5.9223 | -5.9344 | -5.9285 | -5.9519 | -5.9656 | -5.9587 | -5.9701 | -5.9853 | -5.9775 | -5.9773 | -5.9936 | -5.9854 | -5.9749 | -5.9911 | -5.9831 | -5.9497 | -5.9675 | -5.9587 | -5.9292 | -5.9463 | -5.9377 | 5.4002 | 5.4146 | 5.4072 | 5.3974 | 5.411 | 5.4039 | 5.3935 | 5.4067 | 5.3999 | 5.3894 | 5.402 | 5.3955 | 5.3864 | 5.3989 | 5.3923 | 5.3778 | 5.3891 | 5.3831 | 5.3504 | 5.3585 | 5.3536 | 5.3374 | 5.3435 | 5.3389 | 5.3419 | 5.3459 | 5.3417 | 5.3502 | 5.3534 | 5.349 | 5.3455 | 5.3479 | 5.3435 | 5.3394 | 5.3413 | 5.3372 | 5.3471 | 5.3499 | 5.3459 | 5.3531 | 5.3571 | 5.353 | 5.3735 | 5.3801 | 5.3753 | 5.387 | 5.3962 | 5.3907 | 5.394 | 5.405 | 5.3991 | 5.3993 | 5.4107 | 5.4049 | 5.424 | 5.437 | 5.4302 | 5.4384 | 5.453 | 5.4452 | 5.4439 | 5.4594 | 5.4512 | 5.4424 | 5.4578 | 5.4498 | 5.4206 | 5.4374 | 5.4285 | 5.4032 | 5.4194 | 5.411 | 2.8694 | 2.8233 | 2.7753 | 2.7282 | 2.6983 | 2.624 | 2.4139 | 2.2661 | 2.1578 | 2.1483 | 2.0722 | 1.9721 | 2.0562 | 2.1688 | 2.3593 | 2.5231 | 2.6396 | 2.7082 | 2.8646 | 3.062 | 3.1643 | 3.088 | 3.0298 | 2.9256 | 0.73978 | 0.78204 | 0.82343 | 0.86297 | 0.88817 | 0.94873 | 1.1329 | 1.2638 | 1.366 | 1.3811 | 1.4516 | 1.5391 | 1.4629 | 1.3615 | 1.1944 | 1.049 | 0.94447 | 0.88351 | 0.75423 | 0.58278 | 0.49722 | 0.56497 | 0.63982 | 0.68793 | 72.3222 | 72.2996 | 72.2754 | 72.2553 | 72.2406 | 72.1826 | 72.0113 | 71.8815 | 71.7598 | 71.7052 | 71.6181 | 71.5661 | 71.6472 | 71.7446 | 71.9044 | 72.0653 | 72.1827 | 72.2457 | 72.3146 | 72.4006 | 72.4423 | 72.4012 | 72.3431 | 72.3305 | -68.7701 | -68.7666 | -68.7472 | -68.7292 | -68.7174 | -68.6675 | -68.517 | -68.4023 | -68.291 | -68.2382 | -68.1592 | -68.1156 | -68.1883 | -68.275 | -68.4165 | -68.5604 | -68.6648 | -68.7214 | -68.7763 | -68.8413 | -68.8811 | -68.8456 | -68.8021 | -68.7865
75 | -6.3711 | -6.3874 | -6.3793 | -6.3673 | -6.3826 | -6.375 | -6.362 | -6.3768 | -6.3695 | -6.3565 | -6.3706 | -6.3637 | -6.3524 | -6.3665 | -6.3596 | -6.3413 | -6.3541 | -6.3476 | -6.3061 | -6.3153 | -6.3099 | -6.2891 | -6.296 | -6.291 | -6.2938 | -6.2984 | -6.2937 | -6.3042 | -6.3079 | -6.3029 | -6.298 | -6.3008 | -6.2957 | -6.2897 | -6.292 | -6.2872 | -6.2995 | -6.3028 | -6.2983 | -6.3077 | -6.3123 | -6.3078 | -6.3342 | -6.3416 | -6.3364 | -6.3518 | -6.3622 | -6.3563 | -6.3613 | -6.3737 | -6.3674 | -6.3682 | -6.3811 | -6.3749 | -6.4001 | -6.4148 | -6.4075 | -6.4198 | -6.4362 | -6.4278 | -6.4276 | -6.4451 | -6.4363 | -6.425 | -6.4424 | -6.4338 | -6.3978 | -6.4169 | -6.4075 | -6.3758 | -6.3941 | -6.3848 | 5.7683 | 5.7836 | 5.7757 | 5.7653 | 5.7798 | 5.7722 | 5.7612 | 5.7752 | 5.7679 | 5.7568 | 5.7702 | 5.7632 | 5.7535 | 5.7669 | 5.7599 | 5.7444 | 5.7565 | 5.75 | 5.7152 | 5.7239 | 5.7186 | 5.7013 | 5.7079 | 5.7029 | 5.7061 | 5.7104 | 5.7059 | 5.7151 | 5.7184 | 5.7138 | 5.71 | 5.7125 | 5.7078 | 5.7036 | 5.7056 | 5.7011 | 5.7117 | 5.7147 | 5.7104 | 5.7182 | 5.7224 | 5.7181 | 5.7399 | 5.7469 | 5.7418 | 5.7542 | 5.764 | 5.7581 | 5.7617 | 5.7734 | 5.7671 | 5.7673 | 5.7795 | 5.7733 | 5.7936 | 5.8076 | 5.8003 | 5.809 | 5.8246 | 5.8162 | 5.8148 | 5.8314 | 5.8226 | 5.8132 | 5.8297 | 5.8211 | 5.79 | 5.8079 | 5.7984 | 5.7714 | 5.7887 | 5.7797 | 3.2287 | 3.1791 | 3.1272 | 3.0763 | 3.0449 | 2.9639 | 2.7376 | 2.5784 | 2.4622 | 2.4522 | 2.3704 | 2.2627 | 2.3531 | 2.474 | 2.6795 | 2.8559 | 2.981 | 3.0551 | 3.224 | 3.4376 | 3.547 | 3.4648 | 3.3992 | 3.2893 | 0.91462 | 0.96249 | 1.0067 | 1.0486 | 1.0757 | 1.1402 | 1.3366 | 1.4763 | 1.5856 | 1.6019 | 1.6773 | 1.7706 | 1.6892 | 1.5809 | 1.4027 | 1.2475 | 1.1359 | 1.0708 | 0.93305 | 0.75054 | 0.65905 | 0.73156 | 0.81061 | 0.86303 | 77.6387 | 77.615 | 77.5889 | 77.5671 | 77.5505 | 77.4886 | 77.3038 | 77.164 | 77.0334 | 76.9749 | 76.8814 | 76.8252 | 76.9125 | 77.0171 | 77.1894 | 77.3625 | 77.4887 | 77.5567 | 77.6313 | 77.7221 | 77.7691 | 77.7251 | 77.6625 | 77.6483 | -73.5536 | -73.5563 | -73.5357 | -73.5167 | -73.5039 | -73.4509 | -73.2899 | -73.1677 | -73.0487 | -72.992 | -72.9078 | -72.8614 | -72.9393 | -73.0316 | -73.1824 | -73.3362 | -73.4477 | -73.5082 | -73.5667 | -73.6365 | -73.6783 | -73.6404 | -73.5942 | -73.5778

## bt5286_kVar_variation
kVAr_3ph | Voltage variation for reactive power (inductive) for every hour and every phase | [71 empty] | Voltage variation for reactive power (capacitive) for every hour and every phase
| Vreact_1_1_ind | Vreact_1_2_ind | Vreact_1_3_ind | Vreact_2_1_ind | Vreact_2_2_ind | Vreact_2_3_ind | Vreact_3_1_ind | Vreact_3_2_ind | Vreact_3_3_ind | Vreact_4_1_ind | Vreact_4_2_ind | Vreact_4_3_ind | Vreact_5_1_ind | Vreact_5_2_ind | Vreact_5_3_ind | Vreact_6_1_ind | Vreact_6_2_ind | Vreact_6_3_ind | Vreact_7_1_ind | Vreact_7_2_ind | Vreact_7_3_ind | Vreact_8_1_ind | Vreact_8_2_ind | Vreact_8_3_ind | Vreact_9_1_ind | Vreact_9_2_ind | Vreact_9_3_ind | Vreact_10_1_ind | Vreact_10_2_ind | Vreact_10_3_ind | Vreact_11_1_ind | Vreact_11_2_ind | Vreact_11_3_ind | Vreact_12_1_ind | Vreact_12_2_ind | Vreact_12_3_ind | Vreact_13_1_ind | Vreact_13_2_ind | Vreact_13_3_ind | Vreact_14_1_ind | Vreact_14_2_ind | Vreact_14_3_ind | Vreact_15_1_ind | Vreact_15_2_ind | Vreact_15_3_ind | Vreact_16_1_ind | Vreact_16_2_ind | Vreact_16_3_ind | Vreact_17_1_ind | Vreact_17_2_ind | Vreact_17_3_ind | Vreact_18_1_ind | Vreact_18_2_ind | Vreact_18_3_ind | Vreact_19_1_ind | Vreact_19_2_ind | Vreact_19_3_ind | Vreact_20_1_ind | Vreact_20_2_ind | Vreact_20_3_ind | Vreact_21_1_ind | Vreact_21_2_ind | Vreact_21_3_ind | Vreact_22_1_ind | Vreact_22_2_ind | Vreact_22_3_ind | Vreact_23_1_ind | Vreact_23_2_ind | Vreact_23_3_ind | Vreact_24_1_ind | Vreact_24_2_ind | Vreact_24_3_ind | Vreact_1_1_cap | Vreact_1_2_cap | Vreact_1_3_cap | Vreact_2_1_cap | Vreact_2_2_cap | Vreact_2_3_cap | Vreact_3_1_cap | Vreact_3_2_cap | Vreact_3_3_cap | Vreact_4_1_cap | Vreact_4_2_cap | Vreact_4_3_cap | Vreact_5_1_cap | Vreact_5_2_cap | Vreact_5_3_cap | Vreact_6_1_cap | Vreact_6_2_cap | Vreact_6_3_cap | Vreact_7_1_cap | Vreact_7_2_cap | Vreact_7_3_cap | Vreact_8_1_cap | Vreact_8_2_cap | Vreact_8_3_cap | Vreact_9_1_cap | Vreact_9_2_cap | Vreact_9_3_cap | Vreact_10_1_cap | Vreact_10_2_cap | Vreact_10_3_cap | Vreact_11_1_cap | Vreact_11_2_cap | Vreact_11_3_cap | Vreact_12_1_cap | Vreact_12_2_cap | Vreact_12_3_cap | Vreact_13_1_cap | Vreact_13_2_cap | Vreact_13_3_cap | Vreact_14_1_cap | Vreact_14_2_cap | Vreact_14_3_cap | Vreact_15_1_cap | Vreact_15_2_cap | Vreact_15_3_cap | Vreact_16_1_cap | Vreact_16_2_cap | Vreact_16_3_cap | Vreact_17_1_cap | Vreact_17_2_cap | Vreact_17_3_cap | Vreact_18_1_cap | Vreact_18_2_cap | Vreact_18_3_cap | Vreact_19_1_cap | Vreact_19_2_cap | Vreact_19_3_cap | Vreact_20_1_cap | Vreact_20_2_cap | Vreact_20_3_cap | Vreact_21_1_cap | Vreact_21_2_cap | Vreact_21_3_cap | Vreact_22_1_cap | Vreact_22_2_cap | Vreact_22_3_cap | Vreact_23_1_cap | Vreact_23_2_cap | Vreact_23_3_cap | Vreact_24_1_cap | Vreact_24_2_cap | Vreact_24_3_cap
0 | 0 | 0 | 0 | 0 | 0 | 0 | 0 | 0 | 0 | 0 | 0 | 0 | 0 | 0 | 0 | 0 | 0 | 0 | 0 | 0 | 0 | 0 | 0 | 0 | 0 | 0 | 0 | 0 | 0 | 0 | 0 | 0 | 0 | 0 | 0 | 0 | 0 | 0 | 0 | 0 | 0 | 0 | 0 | 0 | 0 | 0 | 0 | 0 | 0 | 0 | 0 | 0 | 0 | 0 | 0 | 0 | 0 | 0 | 0 | 0 | 0 | 0 | 0 | 0 | 0 | 0 | 0 | 0 | 0 | 0 | 0 | 0 | 0 | 0 | 0 | 0 | 0 | 0 | 0 | 0 | 0 | 0 | 0 | 0 | 0 | 0 | 0 | 0 | 0 | 0 | 0 | 0 | 0 | 0 | 0 | 0 | 0 | 0 | 0 | 0 | 0 | 0 | 0 | 0 | 0 | 0 | 0 | 0 | 0 | 0 | 0 | 0 | 0 | 0 | 0 | 0 | 0 | 0 | 0 | 0 | 0 | 0 | 0 | 0 | 0 | 0 | 0 | 0 | 0 | 0 | 0 | 0 | 0 | 0 | 0 | 0 | 0 | 0 | 0 | 0 | 0 | 0 | 0 | 0
10 | -1.0401 | -1.0386 | -1.0395 | -1.0396 | -1.0381 | -1.039 | -1.0392 | -1.0378 | -1.0386 | -1.0387 | -1.0374 | -1.0382 | -1.0385 | -1.0372 | -1.0379 | -1.0378 | -1.0366 | -1.0372 | -1.0359 | -1.0349 | -1.0356 | -1.0348 | -1.0341 | -1.0347 | -1.0338 | -1.0333 | -1.034 | -1.0336 | -1.0332 | -1.034 | -1.0331 | -1.0328 | -1.0336 | -1.0326 | -1.0323 | -1.033 | -1.0331 | -1.0328 | -1.0334 | -1.0339 | -1.0334 | -1.034 | -1.0355 | -1.0347 | -1.0354 | -1.037 | -1.0359 | -1.0367 | -1.038 | -1.0368 | -1.0375 | -1.0386 | -1.0373 | -1.0381 | -1.0398 | -1.0384 | -1.0393 | -1.0411 | -1.0396 | -1.0407 | -1.042 | -1.0403 | -1.0415 | -1.0417 | -1.04 | -1.0412 | -1.0418 | -1.0399 | -1.0411 | -1.0411 | -1.0394 | -1.0404 | 1.0276 | 1.0261 | 1.0272 | 1.0271 | 1.0256 | 1.0265 | 1.0267 | 1.0253 | 1.0261 | 1.0263 | 1.025 | 1.0257 | 1.0261 | 1.0248 | 1.0255 | 1.0254 | 1.0242 | 1.0248 | 1.0235 | 1.0226 | 1.0233 | 1.0225 | 1.0218 | 1.0224 | 1.0215 | 1.0211 | 1.0217 | 1.0213 | 1.021 | 1.0217 | 1.0209 | 1.0206 | 1.0214 | 1.0203 | 1.0201 | 1.0208 | 1.0208 | 1.0205 | 1.0211 | 1.0216 | 1.0211 | 1.0217 | 1.0231 | 1.0223 | 1.023 | 1.0246 | 1.0235 | 1.0243 | 1.0256 | 1.0243 | 1.0251 | 1.0261 | 1.0248 | 1.0256 | 1.0273 | 1.0259 | 1.0268 | 1.0285 | 1.027 | 1.0281 | 1.0294 | 1.0277 | 1.0288 | 1.0291 | 1.0274 | 1.0285 | 1.0292 | 1.0274 | 1.0285 | 1.0286 | 1.0269 | 1.0279
20 | -2.0931 | -2.09 | -2.0919 | -2.092 | -2.0891 | -2.0909 | -2.0912 | -2.0884 | -2.09 | -2.0903 | -2.0877 | -2.0892 | -2.0898 | -2.0872 | -2.0886 | -2.0884 | -2.0859 | -2.0873 | -2.0844 | -2.0826 | -2.0839 | -2.0822 | -2.0808 | -2.0821 | -2.0802 | -2.0793 | -2.0806 | -2.0799 | -2.0791 | -2.0807 | -2.0789 | -2.0783 | -2.0799 | -2.0777 | -2.0772 | -2.0787 | -2.0788 | -2.0781 | -2.0794 | -2.0804 | -2.0794 | -2.0806 | -2.0836 | -2.0821 | -2.0835 | -2.0868 | -2.0847 | -2.0862 | -2.0889 | -2.0864 | -2.0879 | -2.0901 | -2.0874 | -2.089 | -2.0926 | -2.0898 | -2.0916 | -2.0953 | -2.0921 | -2.0943 | -2.097 | -2.0937 | -2.096 | -2.0964 | -2.0931 | -2.0954 | -2.0965 | -2.0928 | -2.0952 | -2.0952 | -2.0917 | -2.0938 | 2.0431 | 2.04 | 2.042 | 2.0421 | 2.0392 | 2.0409 | 2.0413 | 2.0386 | 2.0401 | 2.0405 | 2.0379 | 2.0394 | 2.0401 | 2.0375 | 2.0389 | 2.0387 | 2.0363 | 2.0376 | 2.0351 | 2.0333 | 2.0346 | 2.0331 | 2.0317 | 2.0329 | 2.0312 | 2.0302 | 2.0315 | 2.0308 | 2.03 | 2.0315 | 2.0298 | 2.0292 | 2.0308 | 2.0288 | 2.0283 | 2.0297 | 2.0298 | 2.0291 | 2.0303 | 2.0312 | 2.0303 | 2.0314 | 2.0342 | 2.0327 | 2.034 | 2.0371 | 2.035 | 2.0365 | 2.0391 | 2.0366 | 2.0381 | 2.0402 | 2.0376 | 2.0391 | 2.0424 | 2.0397 | 2.0414 | 2.0448 | 2.0418 | 2.0439 | 2.0465 | 2.0432 | 2.0454 | 2.0459 | 2.0426 | 2.0448 | 2.0461 | 2.0425 | 2.0448 | 2.045 | 2.0416 | 2.0437
30 | -3.1594 | -3.1548 | -3.1577 | -3.1578 | -3.1534 | -3.1561 | -3.1565 | -3.1523 | -3.1548 | -3.1552 | -3.1512 | -3.1535 | -3.1544 | -3.1504 | -3.1526 | -3.1521 | -3.1485 | -3.1505 | -3.1461 | -3.1433 | -3.1453 | -3.1427 | -3.1406 | -3.1425 | -3.1397 | -3.1383 | -3.1402 | -3.1392 | -3.1381 | -3.1404 | -3.1377 | -3.1368 | -3.1393 | -3.1359 | -3.1352 | -3.1374 | -3.1376 | -3.1366 | -3.1385 | -3.14 | -3.1385 | -3.1403 | -3.145 | -3.1426 | -3.1447 | -3.1498 | -3.1466 | -3.1489 | -3.153 | -3.1492 | -3.1516 | -3.1548 | -3.1508 | -3.1532 | -3.1587 | -3.1545 | -3.1572 | -3.1628 | -3.1581 | -3.1615 | -3.1655 | -3.1605 | -3.1639 | -3.1646 | -3.1596 | -3.163 | -3.1646 | -3.1591 | -3.1627 | -3.1626 | -3.1573 | -3.1606 | 3.0468 | 3.0422 | 3.0452 | 3.0453 | 3.041 | 3.0435 | 3.0442 | 3.0401 | 3.0424 | 3.043 | 3.0391 | 3.0413 | 3.0424 | 3.0385 | 3.0406 | 3.0404 | 3.0368 | 3.0388 | 3.0351 | 3.0324 | 3.0343 | 3.0322 | 3.0301 | 3.0319 | 3.0293 | 3.0279 | 3.0297 | 3.0286 | 3.0275 | 3.0298 | 3.0273 | 3.0264 | 3.0287 | 3.0257 | 3.025 | 3.0271 | 3.0272 | 3.0262 | 3.028 | 3.0293 | 3.0279 | 3.0296 | 3.0337 | 3.0314 | 3.0334 | 3.038 | 3.0349 | 3.0371 | 3.041 | 3.0372 | 3.0395 | 3.0425 | 3.0387 | 3.0409 | 3.0458 | 3.0417 | 3.0442 | 3.0493 | 3.0447 | 3.0479 | 3.0517 | 3.0468 | 3.0501 | 3.0509 | 3.046 | 3.0493 | 3.0513 | 3.0459 | 3.0492 | 3.0496 | 3.0445 | 3.0476
40 | -4.2395 | -4.2333 | -4.2372 | -4.2373 | -4.2314 | -4.235 | -4.2356 | -4.2299 | -4.2332 | -4.2338 | -4.2284 | -4.2315 | -4.2327 | -4.2273 | -4.2303 | -4.2296 | -4.2247 | -4.2275 | -4.2213 | -4.2175 | -4.2202 | -4.2167 | -4.2138 | -4.2164 | -4.2127 | -4.2108 | -4.2134 | -4.2121 | -4.2105 | -4.2137 | -4.21 | -4.2088 | -4.2121 | -4.2076 | -4.2066 | -4.2095 | -4.2099 | -4.2085 | -4.211 | -4.2131 | -4.2112 | -4.2136 | -4.2199 | -4.2168 | -4.2196 | -4.2265 | -4.2222 | -4.2253 | -4.2309 | -4.2257 | -4.2289 | -4.2333 | -4.2279 | -4.2312 | -4.2387 | -4.233 | -4.2367 | -4.2443 | -4.238 | -4.2425 | -4.248 | -4.2412 | -4.2459 | -4.2467 | -4.24 | -4.2446 | -4.2466 | -4.2393 | -4.244 | -4.2438 | -4.2368 | -4.2412 | 4.0391 | 4.033 | 4.0369 | 4.0371 | 4.0314 | 4.0348 | 4.0357 | 4.0302 | 4.0333 | 4.0342 | 4.029 | 4.0318 | 4.0333 | 4.0281 | 4.0309 | 4.0307 | 4.0259 | 4.0286 | 4.0239 | 4.0202 | 4.0227 | 4.02 | 4.0172 | 4.0196 | 4.0162 | 4.0143 | 4.0168 | 4.0153 | 4.0138 | 4.0168 | 4.0135 | 4.0123 | 4.0154 | 4.0115 | 4.0105 | 4.0133 | 4.0134 | 4.012 | 4.0144 | 4.0162 | 4.0143 | 4.0166 | 4.0219 | 4.0189 | 4.0215 | 4.0276 | 4.0234 | 4.0263 | 4.0314 | 4.0264 | 4.0294 | 4.0335 | 4.0283 | 4.0314 | 4.0377 | 4.0322 | 4.0356 | 4.0422 | 4.0362 | 4.0403 | 4.0454 | 4.0388 | 4.0432 | 4.0443 | 4.0378 | 4.0422 | 4.0449 | 4.0377 | 4.0422 | 4.0429 | 4.036 | 4.0403
50 | -5.3339 | -5.326 | -5.331 | -5.331 | -5.3237 | -5.3282 | -5.3288 | -5.3217 | -5.3259 | -5.3265 | -5.3198 | -5.3236 | -5.3251 | -5.3184 | -5.3222 | -5.3212 | -5.315 | -5.3185 | -5.3106 | -5.3058 | -5.3092 | -5.3047 | -5.301 | -5.3043 | -5.2996 | -5.2972 | -5.3005 | -5.2989 | -5.2969 | -5.3009 | -5.2963 | -5.2947 | -5.2989 | -5.2932 | -5.2919 | -5.2956 | -5.2961 | -5.2943 | -5.2975 | -5.3002 | -5.2978 | -5.3008 | -5.3089 | -5.305 | -5.3085 | -5.3173 | -5.3118 | -5.3158 | -5.3229 | -5.3164 | -5.3204 | -5.3259 | -5.3192 | -5.3233 | -5.3329 | -5.3258 | -5.3304 | -5.3401 | -5.3322 | -5.3378 | -5.3448 | -5.3363 | -5.3422 | -5.3432 | -5.3347 | -5.3406 | -5.343 | -5.3339 | -5.3401 | -5.3393 | -5.3305 | -5.336 | 5.0204 | 5.0127 | 5.0175 | 5.0179 | 5.0108 | 5.0149 | 5.0161 | 5.0093 | 5.0131 | 5.0142 | 5.0078 | 5.0113 | 5.0132 | 5.0067 | 5.0102 | 5.0101 | 5.0041 | 5.0074 | 5.0017 | 4.9971 | 5.0002 | 4.997 | 4.9935 | 4.9965 | 4.9922 | 4.9898 | 4.9929 | 4.991 | 4.9891 | 4.9929 | 4.9888 | 4.9873 | 4.9912 | 4.9864 | 4.9852 | 4.9886 | 4.9887 | 4.987 | 4.99 | 4.9922 | 4.9898 | 4.9926 | 4.9991 | 4.9954 | 4.9986 | 5.0061 | 5.0009 | 5.0046 | 5.0108 | 5.0046 | 5.0084 | 5.0133 | 5.007 | 5.0107 | 5.0184 | 5.0116 | 5.0158 | 5.024 | 5.0165 | 5.0216 | 5.0279 | 5.0197 | 5.0251 | 5.0266 | 5.0185 | 5.0238 | 5.0273 | 5.0185 | 5.024 | 5.0249 | 5.0164 | 5.0216
60 | -6.4429 | -6.4335 | -6.4395 | -6.4395 | -6.4306 | -6.436 | -6.4367 | -6.4282 | -6.4333 | -6.4339 | -6.4258 | -6.4305 | -6.4322 | -6.4241 | -6.4287 | -6.4273 | -6.4199 | -6.4242 | -6.4143 | -6.4086 | -6.4126 | -6.4071 | -6.4027 | -6.4066 | -6.401 | -6.398 | -6.402 | -6.4001 | -6.3977 | -6.4026 | -6.3969 | -6.3951 | -6.4001 | -6.3931 | -6.3916 | -6.3961 | -6.3967 | -6.3946 | -6.3985 | -6.4017 | -6.3988 | -6.4024 | -6.4125 | -6.4077 | -6.412 | -6.4227 | -6.4161 | -6.421 | -6.4295 | -6.4217 | -6.4266 | -6.4332 | -6.4252 | -6.4301 | -6.442 | -6.4334 | -6.439 | -6.4508 | -6.4412 | -6.4481 | -6.4565 | -6.4463 | -6.4535 | -6.4545 | -6.4444 | -6.4515 | -6.4542 | -6.4432 | -6.4507 | -6.4496 | -6.439 | -6.4457 | 5.9907 | 5.9816 | 5.9873 | 5.9878 | 5.9794 | 5.9843 | 5.9857 | 5.9776 | 5.9822 | 5.9836 | 5.9758 | 5.9801 | 5.9824 | 5.9746 | 5.9788 | 5.9787 | 5.9715 | 5.9754 | 5.9689 | 5.9634 | 5.9671 | 5.9633 | 5.9591 | 5.9627 | 5.9576 | 5.9548 | 5.9584 | 5.9562 | 5.9539 | 5.9583 | 5.9535 | 5.9518 | 5.9563 | 5.9507 | 5.9492 | 5.9533 | 5.9535 | 5.9514 | 5.955 | 5.9575 | 5.9547 | 5.958 | 5.9657 | 5.9612 | 5.965 | 5.9739 | 5.9677 | 5.9721 | 5.9795 | 5.9721 | 5.9765 | 5.9825 | 5.9749 | 5.9793 | 5.9884 | 5.9802 | 5.9853 | 5.9949 | 5.9859 | 5.992 | 5.9995 | 5.9897 | 5.9961 | 5.9979 | 5.9882 | 5.9946 | 5.999 | 5.9883 | 5.9949 | 5.9962 | 5.986 | 5.9922
70 | -7.5674 | -7.5562 | -7.5634 | -7.5632 | -7.5528 | -7.5592 | -7.5599 | -7.5499 | -7.5559 | -7.5565 | -7.547 | -7.5525 | -7.5545 | -7.545 | -7.5503 | -7.5486 | -7.5399 | -7.5449 | -7.533 | -7.5263 | -7.5311 | -7.5244 | -7.5193 | -7.5239 | -7.5172 | -7.5138 | -7.5185 | -7.5163 | -7.5135 | -7.5193 | -7.5125 | -7.5104 | -7.5163 | -7.5079 | -7.5062 | -7.5115 | -7.5122 | -7.5097 | -7.5143 | -7.5182 | -7.5148 | -7.5191 | -7.5311 | -7.5255 | -7.5305 | -7.5432 | -7.5355 | -7.5412 | -7.5513 | -7.5422 | -7.548 | -7.5558 | -7.5463 | -7.5522 | -7.5663 | -7.5563 | -7.5628 | -7.5769 | -7.5657 | -7.5738 | -7.5837 | -7.5717 | -7.5802 | -7.5814 | -7.5694 | -7.5779 | -7.5807 | -7.5679 | -7.5766 | -7.5752 | -7.5627 | -7.5707 | 6.9512 | 6.9406 | 6.9471 | 6.9473 | 6.9375 | 6.9432 | 6.9449 | 6.9355 | 6.9408 | 6.9425 | 6.9335 | 6.9384 | 6.9411 | 6.9321 | 6.9369 | 6.9368 | 6.9285 | 6.9331 | 6.9257 | 6.9193 | 6.9236 | 6.9193 | 6.9144 | 6.9186 | 6.9127 | 6.9094 | 6.9136 | 6.911 | 6.9084 | 6.9135 | 6.908 | 6.9059 | 6.9112 | 6.9047 | 6.903 | 6.9077 | 6.9079 | 6.9055 | 6.9096 | 6.9125 | 6.9093 | 6.9131 | 6.9219 | 6.9166 | 6.9211 | 6.9313 | 6.9241 | 6.9291 | 6.9377 | 6.9292 | 6.9343 | 6.9411 | 6.9323 | 6.9374 | 6.9478 | 6.9384 | 6.9442 | 6.9553 | 6.9448 | 6.9519 | 6.9605 | 6.9492 | 6.9566 | 6.9587 | 6.9475 | 6.9549 | 6.96 | 6.9477 | 6.9553 | 6.9569 | 6.945 | 6.9522
80 | -8.7075 | -8.6947 | -8.703 | -8.7027 | -8.6907 | -8.6981 | -8.6988 | -8.6874 | -8.6942 | -8.6948 | -8.6839 | -8.6903 | -8.6925 | -8.6816 | -8.6877 | -8.6856 | -8.6756 | -8.6814 | -8.6673 | -8.6596 | -8.6651 | -8.6572 | -8.6513 | -8.6567 | -8.649 | -8.645 | -8.6504 | -8.648 | -8.6448 | -8.6514 | -8.6435 | -8.6411 | -8.648 | -8.6382 | -8.6362 | -8.6423 | -8.6432 | -8.6404 | -8.6456 | -8.6502 | -8.6463 | -8.6512 | -8.6653 | -8.6588 | -8.6646 | -8.6795 | -8.6706 | -8.6772 | -8.6889 | -8.6784 | -8.685 | -8.6941 | -8.6832 | -8.69 | -8.7065 | -8.695 | -8.7026 | -8.719 | -8.7061 | -8.7155 | -8.727 | -8.7132 | -8.7229 | -8.7242 | -8.7105 | -8.7202 | -8.7233 | -8.7085 | -8.7185 | -8.7167 | -8.7024 | -8.7115 | 7.9013 | 7.8892 | 7.8965 | 7.8966 | 7.8854 | 7.8919 | 7.8939 | 7.8832 | 7.8892 | 7.8912 | 7.8809 | 7.8865 | 7.8896 | 7.8794 | 7.8848 | 7.8849 | 7.8754 | 7.8806 | 7.8724 | 7.8652 | 7.8701 | 7.8652 | 7.8597 | 7.8644 | 7.8577 | 7.854 | 7.8588 | 7.8558 | 7.8528 | 7.8585 | 7.8523 | 7.85 | 7.856 | 7.8487 | 7.8467 | 7.8521 | 7.8522 | 7.8495 | 7.8542 | 7.8575 | 7.8538 | 7.8582 | 7.8679 | 7.862 | 7.8671 | 7.8786 | 7.8703 | 7.8761 | 7.8858 | 7.876 | 7.8818 | 7.8896 | 7.8796 | 7.8854 | 7.897 | 7.8862 | 7.8928 | 7.9054 | 7.8934 | 7.9014 | 7.9112 | 7.8983 | 7.9067 | 7.9092 | 7.8966 | 7.9049 | 7.9108 | 7.8968 | 7.9054 | 7.9074 | 7.8939 | 7.902

## bt6394_Coeff
| LoadShape |  |  | PV Shape |  |  | Voltage magnitude sensitivity to active power |  | Voltage magnitude sensitivity to reactive power |  | Linear coefficients contribution of power extraction | [8 empty] | Linear coefficients contribution of power injection (1) | [8 empty] | Linear coefficients contribution of power injection (2)
| LS_WK | LS_SA | LS_SU | PV_shape_M1 | PV_shape_M2 | PV_shape_M3 | a_{b,h}^{+} | a_{b,h}^{-} | a_{b,h}^{ind} | a_{b,h}^{cap} | a_(ext,b,1,h)^L | a_(ext,b,2,h)^L | a_(ext,b,3,h)^L | a_(ext,b,4,h)^L | a_(ext,b,5,h)^L | a_(ext,b,6,h)^L | a_(ext,b,7,h)^L | a_(ext,b,8,h)^L | a_(ext,b,9,h)^L | a_(inj1,b,1,h)^L | a_(inj1,b,2,h)^L | a_(inj1,b,3,h)^L | a_(inj1,b,4,h)^L | a_(inj1,b,5,h)^L | a_(inj1,b,6,h)^L | a_(inj1,b,7,h)^L | a_(inj1,b,8,h)^L | a_(inj1,b,9,h)^L | a_(inj2,b,1,h)^L | a_(inj2,b,2,h)^L | a_(inj2,b,3,h)^L | a_(inj2,b,4,h)^L | a_(inj2,b,5,h)^L | a_(inj2,b,6,h)^L | a_(inj2,b,7,h)^L | a_(inj2,b,8,h)^L | a_(inj2,b,9,h)^L
1 | 0.703 | 0.754 | 0.754 | 0 | 0 | 0 | -0.71862 | 0.59433 | -0.60548 | 0.48734 | 0.16865 | 0.19544 | 0.19238 | 0.1684 | 0.195 | 0.19167 | 0.16658 | 0.19289 | 0.18977 | -0.037977 | -0.047219 | -0.049228 | -0.037497 | -0.046368 | -0.04827 | -0.03608 | -0.04932 | -0.046782 | 0.028117 | 0.019663 | 0.018094 | 0.028594 | 0.020667 | 0.019222 | 0.029783 | 0.01772 | 0.020534
2 | 0.557 | 0.663 | 0.675 | 0 | 0 | 0 | -0.7166 | 0.59101 | -0.6056 | 0.48681 | 0.16179 | 0.18682 | 0.18387 | 0.16201 | 0.18691 | 0.18383 | 0.16096 | 0.18558 | 0.18257 | -0.036612 | -0.044975 | -0.042471 | -0.036777 | -0.044525 | -0.047892 | -0.035909 | -0.043393 | -0.04548 | 0.029051 | 0.022139 | 0.024464 | 0.029017 | 0.022329 | 0.020771 | 0.029768 | 0.023422 | 0.021724
3 | 0.526 | 0.597 | 0.706 | 0 | 0 | 0 | -0.71524 | 0.58853 | -0.60576 | 0.48609 | 0.15595 | 0.17931 | 0.17643 | 0.15771 | 0.18136 | 0.17863 | 0.15867 | 0.18271 | 0.17972 | -0.031695 | -0.04327 | -0.040599 | -0.033048 | -0.044734 | -0.042364 | -0.034023 | -0.045681 | -0.043116 | 0.033247 | 0.023696 | 0.026004 | 0.032033 | 0.022416 | 0.024558 | 0.031291 | 0.021403 | 0.023741
4 | 0.501 | 0.637 | 0.645 | 0 | 0 | 0 | -0.71444 | 0.58742 | -0.60545 | 0.48578 | 0.15416 | 0.17716 | 0.17437 | 0.15729 | 0.18085 | 0.17801 | 0.15493 | 0.17796 | 0.17502 | -0.030226 | -0.041563 | -0.038989 | -0.032754 | -0.044393 | -0.041872 | -0.030844 | -0.04175 | -0.039123 | 0.034363 | 0.025171 | 0.027346 | 0.032305 | 0.022686 | 0.024925 | 0.03396 | 0.02496 | 0.027237
5 | 0.527 | 0.725 | 0.733 | 0.03 | 0 | 0 | -0.71358 | 0.58656 | -0.60523 | 0.48551 | 0.15094 | 0.1765 | 0.1736 | 0.15559 | 0.18228 | 0.17919 | 0.15137 | 0.17673 | 0.17378 | -0.027696 | -0.040962 | -0.03839 | -0.031565 | -0.04553 | -0.042865 | -0.028044 | -0.040651 | -0.037974 | 0.036525 | 0.025612 | 0.027551 | 0.033301 | 0.021541 | 0.023916 | 0.0361 | 0.025698 | 0.028009
6 | 0.568 | 0.633 | 0.795 | 0.15 | 0.13 | 0.07 | -0.70672 | 0.57906 | -0.60415 | 0.48313 | 0.1381 | 0.16286 | 0.1653 | 0.13862 | 0.16343 | 0.16591 | 0.13925 | 0.16403 | 0.1663 | -0.026647 | -0.034171 | -0.035949 | -0.02706 | -0.034516 | -0.036351 | -0.02304 | -0.035081 | -0.036792 | 0.037245 | 0.031269 | 0.029789 | 0.036919 | 0.030986 | 0.029481 | 0.040399 | 0.030482 | 0.029114
7 | 0.633 | 0.666 | 0.744 | 0.34 | 0.28 | 0.27 | -0.69246 | 0.56659 | -0.60083 | 0.47963 | 0.11614 | 0.14535 | 0.1428 | 0.11408 | 0.14265 | 0.14008 | 0.11644 | 0.14567 | 0.14309 | -0.013884 | -0.028887 | -0.026591 | -0.016779 | -0.02658 | -0.024297 | -0.01414 | -0.029332 | -0.027007 | 0.04805 | 0.035469 | 0.037447 | 0.045504 | 0.037407 | 0.039372 | 0.047811 | 0.034875 | 0.037063
8 | 0.578 | 0.736 | 0.732 | 0.53 | 0.49 | 0.43 | -0.67787 | 0.55625 | -0.59675 | 0.47724 | 0.092293 | 0.11723 | 0.11907 | 0.098806 | 0.12602 | 0.12748 | 0.09604 | 0.1227 | 0.12464 | -0.0084105 | -0.014918 | -0.016266 | -0.0090714 | -0.022315 | -0.018754 | -0.0069921 | -0.019552 | -0.021 | 0.052656 | 0.047299 | 0.046149 | 0.052144 | 0.040995 | 0.044116 | 0.053825 | 0.043312 | 0.042087
9 | 0.438 | 0.558 | 0.631 | 0.77 | 0.71 | 0.62 | -0.66151 | 0.546 | -0.59138 | 0.47546 | 0.070957 | 0.095567 | 0.099714 | 0.073969 | 0.10029 | 0.1043 | 0.074886 | 0.1023 | 0.10859 | 0 | -0.0063582 | -0.0096684 | 0 | -0.010183 | -0.013384 | 0 | -0.011932 | -0.010523 | 0.056521 | 0.054666 | 0.051787 | 0.06177 | 0.051386 | 0.048611 | 0.060972 | 0.049777 | 0.051027
10 | 0.424 | 0.565 | 0.653 | 0.85 | 0.82 | 0.77 | -0.65492 | 0.54219 | -0.58894 | 0.47441 | 0.066608 | 0.08865 | 0.088873 | 0.070706 | 0.095166 | 0.095253 | 0.068882 | 0.09289 | 0.092924 | 0 | -0.0051683 | -0.0053314 | 0 | -0.0060192 | -0.006022 | 0 | -0.0086186 | -0.0086171 | 0.063454 | 0.055728 | 0.055583 | 0.056152 | 0.055017 | 0.055022 | 0.061634 | 0.052731 | 0.052742
11 | 0.468 | 0.569 | 0.691 | 0.94 | 0.92 | 0.93 | -0.64903 | 0.5381 | -0.58747 | 0.47413 | 0.062821 | 0.084844 | 0.079932 | 0.064564 | 0.08781 | 0.082863 | 0.064729 | 0.088466 | 0.083378 | 0 | -0.0020014 | 0 | 0 | -0.0044348 | -0.00050524 | 0 | -0.0049732 | -0.0007851 | 0.066191 | 0.058551 | 0.058207 | 0.064785 | 0.056363 | 0.059775 | 0.064781 | 0.055974 | 0.05962
12 | 0.523 | 0.646 | 0.637 | 0.95 | 0.94 | 0.95 | -0.65045 | 0.53872 | -0.58803 | 0.47388 | 0.068952 | 0.092714 | 0.087485 | 0.066787 | 0.090287 | 0.08518 | 0.062351 | 0.084492 | 0.079492 | 0 | -0.0083382 | -0.0040116 | 0 | -0.006457 | -0.0022599 | 0 | -0.0017891 | 0 | 0.062001 | 0.053148 | 0.056925 | 0.063222 | 0.054714 | 0.058309 | 0.066401 | 0.058661 | 0.058329
13 | 0.676 | 0.855 | 0.625 | 0.85 | 0.8 | 0.82 | -0.66059 | 0.54506 | -0.592 | 0.47513 | 0.07912 | 0.10683 | 0.10129 | 0.079809 | 0.10915 | 0.1028 | 0.070364 | 0.096757 | 0.091179 | 0 | -0.011108 | -0.010926 | 0 | -0.013077 | -0.012248 | 0 | -0.027904 | -0.007313 | 0.058446 | 0.05077 | 0.050905 | 0.057772 | 0.049082 | 0.049735 | 0.060461 | 0.053748 | 0.053816
14 | 0.624 | 0.696 | 0.596 | 0.71 | 0.67 | 0.69 | -0.6685 | 0.54991 | -0.59419 | 0.47635 | 0.090609 | 0.1173 | 0.11203 | 0.086031 | 0.11348 | 0.10766 | 0.081823 | 0.10835 | 0.10247 | -0.0067802 | -0.015033 | -0.015132 | -0.0031136 | -0.016571 | -0.011645 | 0 | -0.012254 | -0.011977 | 0.054263 | 0.04744 | 0.04734 | 0.057288 | 0.045962 | 0.050227 | 0.056069 | 0.049629 | 0.049802
15 | 0.577 | 0.715 | 0.761 | 0.52 | 0.55 | 0.49 | -0.68255 | 0.55926 | -0.59892 | 0.47796 | 0.10877 | 0.13011 | 0.13188 | 0.10647 | 0.12862 | 0.13025 | 0.10242 | 0.12377 | 0.12543 | -0.012364 | -0.020898 | -0.022134 | -0.01067 | -0.020034 | -0.021148 | -0.0119 | -0.020379 | -0.021575 | 0.049542 | 0.042486 | 0.041449 | 0.050885 | 0.043098 | 0.042157 | 0.049752 | 0.042721 | 0.041713
16 | 0.564 | 0.73 | 0.768 | 0.36 | 0.32 | 0.26 | -0.69644 | 0.57006 | -0.60272 | 0.48082 | 0.12513 | 0.15326 | 0.15524 | 0.12049 | 0.14859 | 0.15027 | 0.11957 | 0.14778 | 0.14978 | -0.020843 | -0.030557 | -0.031876 | -0.017271 | -0.031592 | -0.028105 | -0.016544 | -0.031316 | -0.027746 | 0.04232 | 0.034411 | 0.03331 | 0.045244 | 0.03328 | 0.036261 | 0.045842 | 0.033742 | 0.036616
17 | 0.637 | 0.751 | 0.776 | 0.16 | 0.12 | 0.09 | -0.70883 | 0.58141 | -0.6053 | 0.48421 | 0.14454 | 0.17274 | 0.17215 | 0.14266 | 0.17147 | 0.17023 | 0.13825 | 0.16622 | 0.16543 | -0.027018 | -0.041702 | -0.040878 | -0.025672 | -0.041229 | -0.039846 | -0.026819 | -0.03701 | -0.036119 | 0.037169 | 0.02498 | 0.02568 | 0.038215 | 0.025342 | 0.026487 | 0.037116 | 0.028894 | 0.029677
18 | 0.732 | 0.791 | 0.704 | 0.03 | 0 | 0 | -0.71544 | 0.58758 | -0.60644 | 0.48575 | 0.15895 | 0.18663 | 0.18343 | 0.15369 | 0.18104 | 0.17728 | 0.1485 | 0.17435 | 0.17128 | -0.034329 | -0.043351 | -0.045198 | -0.029994 | -0.043893 | -0.040675 | -0.030244 | -0.038529 | -0.040503 | 0.031237 | 0.023128 | 0.021681 | 0.034711 | 0.02264 | 0.025603 | 0.034299 | 0.027575 | 0.025919
19 | 0.947 | 0.809 | 0.765 | 0 | 0 | 0 | -0.71902 | 0.5931 | -0.60599 | 0.48664 | 0.17524 | 0.20342 | 0.19964 | 0.16368 | 0.18938 | 0.18561 | 0.16062 | 0.18497 | 0.18179 | -0.038539 | -0.052944 | -0.049617 | -0.03366 | -0.046244 | -0.043056 | -0.035571 | -0.042473 | -0.044278 | 0.027479 | 0.014692 | 0.017176 | 0.031765 | 0.020074 | 0.023359 | 0.030061 | 0.024142 | 0.022589
20 | 1 | 1 | 0.863 | 0 | 0 | 0 | -0.72209 | 0.59688 | -0.60641 | 0.48701 | 0.18153 | 0.21163 | 0.20751 | 0.17235 | 0.20009 | 0.19644 | 0.16987 | 0.19669 | 0.19332 | -0.043419 | -0.054647 | -0.055857 | -0.040798 | -0.050373 | -0.047079 | -0.038499 | -0.046965 | -0.048685 | 0.022797 | 0.013343 | 0.012465 | 0.025472 | 0.016484 | 0.018887 | 0.027704 | 0.018953 | 0.017867
21 | 0.96 | 0.968 | 0.965 | 0 | 0 | 0 | -0.7231 | 0.59839 | -0.6068 | 0.48748 | 0.18397 | 0.21504 | 0.21074 | 0.17175 | 0.19911 | 0.19593 | 0.17689 | 0.20572 | 0.20226 | -0.045269 | -0.056692 | -0.053423 | -0.040309 | -0.04967 | -0.046567 | -0.039761 | -0.054594 | -0.05141 | 0.021645 | 0.011547 | 0.014724 | 0.025993 | 0.016812 | 0.01922 | 0.026581 | 0.013376 | 0.015478
22 | 0.963 | 0.953 | 0.868 | 0 | 0 | 0 | -0.72155 | 0.59716 | -0.60615 | 0.48756 | 0.17942 | 0.2089 | 0.20479 | 0.16947 | 0.19657 | 0.19327 | 0.17595 | 0.20455 | 0.20103 | -0.041696 | -0.052408 | -0.053535 | -0.038593 | -0.047498 | -0.049411 | -0.039089 | -0.05387 | -0.051058 | 0.024844 | 0.015673 | 0.014527 | 0.027491 | 0.018278 | 0.016959 | 0.026954 | 0.013133 | 0.015687
23 | 0.849 | 0.903 | 1 | 0 | 0 | 0 | -0.72153 | 0.59738 | -0.60608 | 0.48749 | 0.17426 | 0.20238 | 0.19851 | 0.17083 | 0.19827 | 0.19497 | 0.18129 | 0.21152 | 0.20875 | -0.03759 | -0.047512 | -0.048641 | -0.039711 | -0.04905 | -0.046079 | -0.043686 | -0.054781 | -0.05201 | 0.028488 | 0.018367 | 0.017122 | 0.026625 | 0.016955 | 0.019911 | 0.023178 | 0.013276 | 0.015676
24 | 0.801 | 0.902 | 0.894 | 0 | 0 | 0 | -0.72045 | 0.59685 | -0.60548 | 0.48755 | 0.17072 | 0.19798 | 0.19438 | 0.1727 | 0.20093 | 0.19751 | 0.1771 | 0.20628 | 0.203 | -0.039551 | -0.04864 | -0.05027 | -0.04119 | -0.051086 | -0.047945 | -0.040336 | -0.055749 | -0.053186 | 0.026773 | 0.017277 | 0.01605 | 0.025358 | 0.01522 | 0.018153 | 0.026228 | 0.011427 | 0.013793

## bt6394_kW_variation
kW_3ph | Voltage variation for power extracted for every hour and every phase | [71 empty] | Voltage variation for power injected for every hour and every phase | [71 empty] | Losses variation for power extracted for every hour | [23 empty] | Losses variation for power injected for every hour | [23 empty] | Power flow variation in the substation for power extracted every hour | [23 empty] | Power flow variation in the substation for power injected every hour
| Vact_1_1_ext | Vact_1_2_ext | Vact_1_3_ext | Vact_2_1_ext | Vact_2_2_ext | Vact_2_3_ext | Vact_3_1_ext | Vact_3_2_ext | Vact_3_3_ext | Vact_4_1_ext | Vact_4_2_ext | Vact_4_3_ext | Vact_5_1_ext | Vact_5_2_ext | Vact_5_3_ext | Vact_6_1_ext | Vact_6_2_ext | Vact_6_3_ext | Vact_7_1_ext | Vact_7_2_ext | Vact_7_3_ext | Vact_8_1_ext | Vact_8_2_ext | Vact_8_3_ext | Vact_9_1_ext | Vact_9_2_ext | Vact_9_3_ext | Vact_10_1_ext | Vact_10_2_ext | Vact_10_3_ext | Vact_11_1_ext | Vact_11_2_ext | Vact_11_3_ext | Vact_12_1_ext | Vact_12_2_ext | Vact_12_3_ext | Vact_13_1_ext | Vact_13_2_ext | Vact_13_3_ext | Vact_14_1_ext | Vact_14_2_ext | Vact_14_3_ext | Vact_15_1_ext | Vact_15_2_ext | Vact_15_3_ext | Vact_16_1_ext | Vact_16_2_ext | Vact_16_3_ext | Vact_17_1_ext | Vact_17_2_ext | Vact_17_3_ext | Vact_18_1_ext | Vact_18_2_ext | Vact_18_3_ext | Vact_19_1_ext | Vact_19_2_ext | Vact_19_3_ext | Vact_20_1_ext | Vact_20_2_ext | Vact_20_3_ext | Vact_21_1_ext | Vact_21_2_ext | Vact_21_3_ext | Vact_22_1_ext | Vact_22_2_ext | Vact_22_3_ext | Vact_23_1_ext | Vact_23_2_ext | Vact_23_3_ext | Vact_24_1_ext | Vact_24_2_ext | Vact_24_3_ext | Vact_1_1_inj | Vact_1_2_inj | Vact_1_3_inj | Vact_2_1_inj | Vact_2_2_inj | Vact_2_3_inj | Vact_3_1_inj | Vact_3_2_inj | Vact_3_3_inj | Vact_4_1_inj | Vact_4_2_inj | Vact_4_3_inj | Vact_5_1_inj | Vact_5_2_inj | Vact_5_3_inj | Vact_6_1_inj | Vact_6_2_inj | Vact_6_3_inj | Vact_7_1_inj | Vact_7_2_inj | Vact_7_3_inj | Vact_8_1_inj | Vact_8_2_inj | Vact_8_3_inj | Vact_9_1_inj | Vact_9_2_inj | Vact_9_3_inj | Vact_10_1_inj | Vact_10_2_inj | Vact_10_3_inj | Vact_11_1_inj | Vact_11_2_inj | Vact_11_3_inj | Vact_12_1_inj | Vact_12_2_inj | Vact_12_3_inj | Vact_13_1_inj | Vact_13_2_inj | Vact_13_3_inj | Vact_14_1_inj | Vact_14_2_inj | Vact_14_3_inj | Vact_15_1_inj | Vact_15_2_inj | Vact_15_3_inj | Vact_16_1_inj | Vact_16_2_inj | Vact_16_3_inj | Vact_17_1_inj | Vact_17_2_inj | Vact_17_3_inj | Vact_18_1_inj | Vact_18_2_inj | Vact_18_3_inj | Vact_19_1_inj | Vact_19_2_inj | Vact_19_3_inj | Vact_20_1_inj | Vact_20_2_inj | Vact_20_3_inj | Vact_21_1_inj | Vact_21_2_inj | Vact_21_3_inj | Vact_22_1_inj | Vact_22_2_inj | Vact_22_3_inj | Vact_23_1_inj | Vact_23_2_inj | Vact_23_3_inj | Vact_24_1_inj | Vact_24_2_inj | Vact_24_3_inj | L_1_ext | L_2_ext | L_3_ext | L_4_ext | L_5_ext | L_6_ext | L_7_ext | L_8_ext | L_9_ext | L_10_ext | L_11_ext | L_12_ext | L_13_ext | L_14_ext | L_15_ext | L_16_ext | L_17_ext | L_18_ext | L_19_ext | L_20_ext | L_21_ext | L_22_ext | L_23_ext | L_24_ext | L_1_inj | L_2_inj | L_3_inj | L_4_inj | L_5_inj | L_6_inj | L_7_inj | L_8_inj | L_9_inj | L_10_inj | L_11_inj | L_12_inj | L_13_inj | L_14_inj | L_15_inj | L_16_inj | L_17_inj | L_18_inj | L_19_inj | L_20_inj | L_21_inj | L_22_inj | L_23_inj | L_24_inj | SE_1_ext | SE_2_ext | SE_3_ext | SE_4_ext | SE_5_ext | SE_6_ext | SE_7_ext | SE_8_ext | SE_9_ext | SE_10_ext | SE_11_ext | SE_12_ext | SE_13_ext | SE_14_ext | SE_15_ext | SE_16_ext | SE_17_ext | SE_18_ext | SE_19_ext | SE_20_ext | SE_21_ext | SE_22_ext | SE_23_ext | SE_24_ext | SE_1_inj | SE_2_inj | SE_3_inj | SE_4_inj | SE_5_inj | SE_6_inj | SE_7_inj | SE_8_inj | SE_9_inj | SE_10_inj | SE_11_inj | SE_12_inj | SE_13_inj | SE_14_inj | SE_15_inj | SE_16_inj | SE_17_inj | SE_18_inj | SE_19_inj | SE_20_inj | SE_21_inj | SE_22_inj | SE_23_inj | SE_24_inj
0 | 0 | 0 | 0 | 0 | 0 | 0 | 0 | 0 | 0 | 0 | 0 | 0 | 0 | 0 | 0 | 0 | 0 | 0 | 0 | 0 | 0 | 0 | 0 | 0 | 0 | 0 | 0 | 0 | 0 | 0 | 0 | 0 | 0 | 0 | 0 | 0 | 0 | 0 | 0 | 0 | 0 | 0 | 0 | 0 | 0 | 0 | 0 | 0 | 0 | 0 | 0 | 0 | 0 | 0 | 0 | 0 | 0 | 0 | 0 | 0 | 0 | 0 | 0 | 0 | 0 | 0 | 0 | 0 | 0 | 0 | 0 | 0 | 0 | 0 | 0 | 0 | 0 | 0 | 0 | 0 | 0 | 0 | 0 | 0 | 0 | 0 | 0 | 0 | 0 | 0 | 0 | 0 | 0 | 0 | 0 | 0 | 0 | 0 | 0 | 0 | 0 | 0 | 0 | 0 | 0 | 0 | 0 | 0 | 0 | 0 | 0 | 0 | 0 | 0 | 0 | 0 | 0 | 0 | 0 | 0 | 0 | 0 | 0 | 0 | 0 | 0 | 0 | 0 | 0 | 0 | 0 | 0 | 0 | 0 | 0 | 0 | 0 | 0 | 0 | 0 | 0 | 0 | 0 | 0 | 0 | 0 | 0 | 0 | 0 | 0 | 0 | 0 | 0 | 0 | 0 | 0 | 0 | 0 | 0 | 0 | 0 | 0 | 0 | 0 | 0 | 0 | 0 | 0 | 0 | 0 | 0 | 0 | 0 | 0 | 0 | 0 | 0 | 0 | 0 | 0 | 0 | 0 | 0 | 0 | 0 | 0 | 0 | 0 | 0 | 0 | 0 | 0 | 0 | 0 | 0 | 0 | 0 | 0 | 0 | 0 | 0 | 0 | 0 | 0 | 0 | 0 | 0 | 0 | 0 | 0 | 0 | 0 | 0 | 0 | 0 | 0 | 0 | 0 | 0 | 0 | 0 | 0 | 0 | 0 | 0 | 0 | 0 | 0 | 0 | 0 | 0 | 0 | 0 | 0 | 0 | 0 | 0 | 0 | 0 | 0
5 | -1.0784 | -1.0903 | -1.1098 | -1.0624 | -1.0852 | -1.1021 | -1.0713 | -1.0825 | -1.0985 | -1.0607 | -1.0791 | -1.0938 | -1.1369 | -1.0964 | -1.0919 | -1.0502 | -1.0802 | -1.0831 | -1.0406 | -1.0505 | -1.0556 | -1.0209 | -1.0293 | -1.0355 | -1.0019 | -1.0088 | -1.0161 | -0.98967 | -0.99597 | -1.0039 | -0.97971 | -0.98514 | -0.99437 | -0.97612 | -0.98141 | -0.99055 | -0.98692 | -0.99305 | -1.0018 | -0.99854 | -1.0052 | -1.0134 | -1.0212 | -1.0299 | -1.037 | -1.0821 | -1.058 | -1.0631 | -1.0506 | -1.0778 | -1.0812 | -1.0594 | -1.0866 | -1.089 | -1.0613 | -1.0861 | -1.1013 | -1.0722 | -1.0923 | -1.1145 | -1.0686 | -1.1882 | -1.1275 | -1.0682 | -1.0927 | -1.1018 | -1.0586 | -1.0943 | -1.1055 | -1.0686 | -1.1011 | -1.1027 | 1.0715 | 1.0796 | 1.0945 | 1.0633 | 1.0706 | 1.0867 | 1.0487 | 1.0682 | 1.0833 | 1.1255 | 1.0913 | 1.0785 | 1.0454 | 1.0751 | 1.0772 | 1.0359 | 1.0654 | 1.0683 | 1.0268 | 1.0366 | 1.0416 | 1.0078 | 1.016 | 1.0221 | 0.98928 | 0.99612 | 1.0033 | 0.97743 | 0.98364 | 0.99146 | 0.96775 | 0.9731 | 0.98215 | 0.96427 | 0.96948 | 0.97845 | 0.97476 | 0.98079 | 0.98936 | 0.98604 | 0.9926 | 1.0007 | 1.008 | 1.0166 | 1.0236 | 1.0337 | 1.044 | 1.049 | 1.0363 | 1.0631 | 1.0664 | 1.0448 | 1.0716 | 1.0739 | 1.0576 | 1.0719 | 1.0859 | 1.068 | 1.0819 | 1.0988 | 1.0649 | 1.0846 | 1.1982 | 1.0672 | 1.1791 | 1.2223 | 1.0578 | 1.0896 | 1.0921 | 1.0509 | 1.1762 | 1.1134 | 0.51156 | 0.47763 | 0.46514 | 0.44314 | 0.44761 | 0.4062 | 0.30678 | 0.22475 | 0.14566 | 0.089223 | 0.049139 | 0.033307 | 0.082448 | 0.1298 | 0.22805 | 0.34035 | 0.40306 | 0.42845 | 0.47214 | 0.52398 | 0.57068 | 0.55176 | 0.5827 | 0.56153 | -0.45915 | -0.4242 | -0.41035 | -0.40173 | -0.38631 | -0.35264 | -0.25548 | -0.17571 | -0.098309 | -0.043085 | -0.0039255 | 0.011434 | -0.036565 | -0.082771 | -0.17874 | -0.28434 | -0.34966 | -0.37441 | -0.41849 | -0.46966 | -0.51347 | -0.52574 | -0.52936 | -0.52338 | 5.1776 | 5.1774 | 5.1707 | 5.1693 | 5.158 | 5.1651 | 5.1103 | 5.0442 | 4.9696 | 4.9173 | 4.8733 | 4.8641 | 4.9085 | 4.9452 | 5.0359 | 5.1199 | 5.1635 | 5.1906 | 5.1756 | 5.1787 | 5.1057 | 5.1115 | 5.1093 | 5.1088 | -5.1237 | -5.1264 | -5.1257 | -5.1308 | -5.1436 | -5.1149 | -5.0619 | -4.998 | -4.9247 | -4.8734 | -4.8307 | -4.8219 | -4.8651 | -4.9007 | -4.9899 | -5.0776 | -5.1132 | -5.1404 | -5.1252 | -5.1311 | -5.1015 | -5.0924 | -5.0616 | -5.0695
10 | -2.1818 | -2.1933 | -2.3265 | -2.1574 | -2.1876 | -2.2202 | -2.163 | -2.1839 | -2.2129 | -2.144 | -2.1727 | -2.2031 | -2.2116 | -2.1898 | -2.1996 | -2.1858 | -2.1857 | -2.1814 | -2.0955 | -2.1155 | -2.1257 | -2.0555 | -2.0724 | -2.0848 | -2.0168 | -2.0308 | -2.0454 | -1.992 | -2.0046 | -2.0207 | -1.9718 | -1.9827 | -2.0013 | -1.9645 | -1.9751 | -1.9936 | -1.9864 | -1.9987 | -2.0164 | -2.01 | -2.0234 | -2.04 | -2.056 | -2.0737 | -2.088 | -2.1873 | -2.1306 | -2.1408 | -2.1918 | -2.1863 | -2.1775 | -2.2041 | -2.196 | -2.1931 | -2.1547 | -2.1897 | -2.2184 | -2.171 | -2.2025 | -2.3264 | -2.1398 | -2.3046 | -2.2454 | -2.1396 | -2.2069 | -2.2174 | -2.134 | -2.204 | -2.2361 | -2.14 | -2.2055 | -2.2178 | 2.1094 | 2.1413 | 2.1737 | 2.099 | 2.1265 | 2.1587 | 2.1653 | 2.1483 | 2.1517 | 2.1599 | 2.1533 | 2.1426 | 2.0767 | 2.1357 | 2.1398 | 2.058 | 2.1166 | 2.1223 | 2.0402 | 2.0597 | 2.0696 | 2.0027 | 2.0191 | 2.0311 | 1.9664 | 1.9799 | 1.9941 | 1.943 | 1.9553 | 1.9708 | 1.9239 | 1.9345 | 1.9525 | 1.917 | 1.9274 | 1.9452 | 1.9377 | 1.9497 | 1.9667 | 1.96 | 1.973 | 1.989 | 2.0031 | 2.0203 | 2.0341 | 2.0538 | 2.0743 | 2.0843 | 2.0723 | 2.1119 | 2.1185 | 2.0755 | 2.1287 | 2.1333 | 2.1699 | 2.1515 | 2.1568 | 2.1266 | 2.1528 | 2.1823 | 2.1076 | 2.1533 | 2.2908 | 2.1323 | 2.2498 | 2.3133 | 2.1095 | 2.2589 | 2.3016 | 2.1308 | 2.2468 | 2.3056 | 1.0859 | 1.0135 | 0.9878 | 0.94209 | 0.93995 | 0.87535 | 0.66632 | 0.50038 | 0.33991 | 0.22574 | 0.14494 | 0.1129 | 0.21206 | 0.30789 | 0.50701 | 0.73392 | 0.87123 | 0.91888 | 1.0028 | 1.1096 | 1.1825 | 1.1587 | 1.2216 | 1.1786 | -0.86037 | -0.79386 | -0.78109 | -0.74141 | -0.7199 | -0.65326 | -0.46119 | -0.30335 | -0.15058 | -0.04122 | 0.036496 | 0.066837 | -0.028236 | -0.11977 | -0.30958 | -0.51818 | -0.64916 | -0.69597 | -0.79502 | -0.8877 | -0.96734 | -0.97942 | -1.0308 | -0.9965 | 10.3854 | 10.3986 | 10.3907 | 10.3846 | 10.37 | 10.3593 | 10.2707 | 10.1364 | 9.9851 | 9.8793 | 9.7909 | 9.7717 | 9.8615 | 9.9358 | 10.1204 | 10.2709 | 10.3632 | 10.4017 | 10.3961 | 10.3708 | 10.267 | 10.27 | 10.2699 | 10.2678 | -10.2122 | -10.2084 | -10.2105 | -10.2306 | -10.2378 | -10.1815 | -10.077 | -9.95 | -9.8058 | -9.7045 | -9.6198 | -9.6023 | -9.6877 | -9.7585 | -9.9341 | -10.1077 | -10.1765 | -10.2316 | -10.2054 | -10.2148 | -10.1916 | -10.1791 | -10.0901 | -10.149
15 | -3.271 | -3.3982 | -3.4705 | -3.2606 | -3.302 | -3.3546 | -3.2637 | -3.2969 | -3.3435 | -3.2487 | -3.2857 | -3.3286 | -3.3126 | -3.3022 | -3.3234 | -3.2743 | -3.285 | -3.2954 | -3.2354 | -3.195 | -3.2105 | -3.1041 | -3.1296 | -3.1485 | -3.0461 | -3.0662 | -3.0884 | -3.0073 | -3.0265 | -3.0508 | -2.9765 | -2.9931 | -3.0213 | -2.9654 | -2.9815 | -3.0095 | -2.9988 | -3.0175 | -3.0442 | -3.0347 | -3.055 | -3.0802 | -3.1049 | -3.1316 | -3.1534 | -3.2488 | -3.2185 | -3.234 | -3.2722 | -3.2827 | -3.2896 | -3.2982 | -3.3018 | -3.3134 | -3.2583 | -3.3058 | -3.3519 | -3.2558 | -3.4043 | -3.4759 | -3.2277 | -3.4283 | -3.3866 | -3.2281 | -3.3286 | -3.3567 | -3.2261 | -3.3565 | -3.3919 | -3.2292 | -3.3437 | -3.3588 | 3.1499 | 3.1893 | 3.2383 | 3.2097 | 3.1981 | 3.216 | 3.1886 | 3.2005 | 3.2061 | 3.1805 | 3.2011 | 3.1925 | 3.0944 | 3.1821 | 3.1883 | 3.0685 | 3.1539 | 3.1625 | 3.0407 | 3.0697 | 3.0845 | 2.9854 | 3.0098 | 3.0276 | 2.9316 | 2.9518 | 2.9728 | 2.897 | 2.9154 | 2.9384 | 2.8688 | 2.8845 | 2.9112 | 2.8586 | 2.874 | 2.9004 | 2.8892 | 2.907 | 2.9323 | 2.9221 | 2.9415 | 2.9654 | 2.9859 | 3.0115 | 3.0321 | 3.0607 | 3.0914 | 3.1061 | 3.166 | 3.147 | 3.1564 | 3.1069 | 3.1719 | 3.1787 | 3.1942 | 3.2064 | 3.2136 | 3.1528 | 3.2058 | 3.2512 | 3.1592 | 3.213 | 3.3683 | 3.1753 | 3.3078 | 3.3894 | 3.1495 | 3.3158 | 3.3838 | 3.1769 | 3.3042 | 3.3824 | 1.715 | 1.6063 | 1.5666 | 1.4997 | 1.4911 | 1.3905 | 1.0882 | 0.82801 | 0.58504 | 0.41116 | 0.28849 | 0.23988 | 0.39029 | 0.53573 | 0.83839 | 1.175 | 1.3825 | 1.4566 | 1.5901 | 1.7517 | 1.8529 | 1.8246 | 1.9206 | 1.855 | -1.2109 | -1.1268 | -1.09 | -1.0293 | -1.0021 | -0.90379 | -0.61846 | -0.38468 | -0.15796 | 0.0045441 | 0.11991 | 0.16487 | 0.023552 | -0.11223 | -0.39352 | -0.70281 | -0.9082 | -0.96834 | -1.1109 | -1.2489 | -1.3702 | -1.3781 | -1.459 | -1.4062 | 15.5859 | 15.6691 | 15.6583 | 15.6506 | 15.633 | 15.5988 | 15.4681 | 15.2783 | 15.0488 | 14.8873 | 14.7533 | 14.7247 | 14.8607 | 14.9733 | 15.254 | 15.4724 | 15.602 | 15.6649 | 15.6646 | 15.5753 | 15.4778 | 15.4795 | 15.4681 | 15.4732 | -15.2533 | -15.255 | -15.2699 | -15.2816 | -15.2841 | -15.201 | -15.0462 | -14.8584 | -14.6444 | -14.494 | -14.3682 | -14.3423 | -14.4691 | -14.5744 | -14.8345 | -15.0914 | -15.1998 | -15.2741 | -15.2652 | -15.2588 | -15.2339 | -15.2264 | -15.1384 | -15.1978
20 | -4.3668 | -4.5342 | -4.6102 | -4.3902 | -4.5152 | -4.6022 | -4.3902 | -4.4232 | -4.5736 | -4.3617 | -4.4105 | -4.4711 | -4.4239 | -4.4266 | -4.4639 | -4.3708 | -4.4008 | -4.4259 | -4.3179 | -4.29 | -4.3109 | -4.1674 | -4.2016 | -4.2269 | -4.0883 | -4.1157 | -4.1456 | -4.036 | -4.0618 | -4.0946 | -3.9945 | -4.0167 | -4.0546 | -3.9794 | -4.0011 | -4.0386 | -4.0246 | -4.0497 | -4.0856 | -4.0733 | -4.1005 | -4.1344 | -4.1685 | -4.2044 | -4.2336 | -4.3255 | -4.3221 | -4.343 | -4.3713 | -4.3939 | -4.4179 | -4.4144 | -4.4263 | -4.4502 | -4.389 | -4.4368 | -4.5787 | -4.3552 | -4.5477 | -4.6198 | -4.333 | -4.5877 | -4.553 | -4.3338 | -4.4838 | -4.5193 | -4.3278 | -4.508 | -4.5451 | -4.3332 | -4.4837 | -4.5231 | 4.1626 | 4.2232 | 4.2888 | 4.2227 | 4.2395 | 4.2596 | 4.1985 | 4.2388 | 4.2466 | 4.2033 | 4.2351 | 4.2287 | 4.0988 | 4.2149 | 4.223 | 4.1313 | 4.178 | 4.1889 | 4.0287 | 4.0671 | 4.0866 | 3.956 | 3.9883 | 4.0119 | 3.8853 | 3.9121 | 3.9398 | 3.8399 | 3.8642 | 3.8946 | 3.8027 | 3.8236 | 3.8589 | 3.7894 | 3.8097 | 3.8447 | 3.8296 | 3.8531 | 3.8866 | 3.8728 | 3.8985 | 3.9301 | 3.9566 | 3.9906 | 4.0177 | 4.0548 | 4.0955 | 4.115 | 4.1769 | 4.1687 | 4.1813 | 4.1894 | 4.2016 | 4.2101 | 4.2049 | 4.2474 | 4.2564 | 4.1771 | 4.2457 | 4.3057 | 4.196 | 4.262 | 4.4313 | 4.2008 | 4.3531 | 4.451 | 4.1859 | 4.3644 | 4.4514 | 4.205 | 4.3493 | 4.4447 | 2.389 | 2.2714 | 2.2107 | 2.1151 | 2.1 | 1.9635 | 1.5557 | 1.2096 | 0.88103 | 0.64672 | 0.48131 | 0.41556 | 0.61839 | 0.81468 | 1.2237 | 1.673 | 1.9523 | 2.0542 | 2.241 | 2.4416 | 2.5845 | 2.5518 | 2.6788 | 2.5916 | -1.5108 | -1.3978 | -1.3485 | -1.269 | -1.2344 | -1.1141 | -0.7286 | -0.42052 | -0.12164 | 0.092924 | 0.24534 | 0.30462 | 0.11803 | -0.06107 | -0.432 | -0.83956 | -1.1097 | -1.1998 | -1.376 | -1.56 | -1.7219 | -1.7244 | -1.8365 | -1.7636 | 20.8396 | 20.9322 | 20.968 | 20.9656 | 20.9439 | 20.8926 | 20.7048 | 20.4712 | 20.1606 | 19.9427 | 19.7624 | 19.7235 | 19.907 | 20.0587 | 20.4386 | 20.727 | 20.8941 | 20.9803 | 20.9654 | 20.8389 | 20.7338 | 20.7344 | 20.7109 | 20.7209 | -20.2443 | -20.2736 | -20.2826 | -20.2854 | -20.2841 | -20.1758 | -19.9709 | -19.7235 | -19.4417 | -19.2432 | -19.077 | -19.0431 | -19.2105 | -19.3487 | -19.6918 | -20.0306 | -20.197 | -20.2781 | -20.278 | -20.2556 | -20.2356 | -20.2327 | -20.1438 | -20.2077
25 | -5.4785 | -5.6786 | -5.7642 | -5.4994 | -5.663 | -5.7522 | -5.5065 | -5.644 | -5.7425 | -5.5025 | -5.5503 | -5.7097 | -5.5473 | -5.5651 | -5.6216 | -5.5031 | -5.5353 | -5.5733 | -5.4032 | -5.4011 | -5.4274 | -5.2457 | -5.2887 | -5.3208 | -5.1449 | -5.1796 | -5.2174 | -5.0787 | -5.1112 | -5.1526 | -5.0259 | -5.054 | -5.1019 | -5.0067 | -5.0341 | -5.0815 | -5.0642 | -5.0959 | -5.1412 | -5.126 | -5.1604 | -5.2032 | -5.2471 | -5.2923 | -5.3292 | -5.4901 | -5.4473 | -5.4678 | -5.4977 | -5.5247 | -5.5633 | -5.5418 | -5.5635 | -5.6043 | -5.499 | -5.655 | -5.7517 | -5.4717 | -5.6988 | -5.7872 | -5.4489 | -5.7614 | -5.7226 | -5.4501 | -5.6546 | -5.6865 | -5.4474 | -5.6768 | -5.7232 | -5.4492 | -5.6452 | -5.6869 | 5.2568 | 5.2773 | 5.3253 | 5.2226 | 5.2673 | 5.2898 | 5.1954 | 5.2637 | 5.2736 | 5.2738 | 5.2561 | 5.2512 | 5.1474 | 5.2347 | 5.2443 | 5.161 | 5.1889 | 5.2024 | 5.0045 | 5.0523 | 5.0764 | 4.9149 | 4.9551 | 4.9844 | 4.8278 | 4.8611 | 4.8955 | 4.7719 | 4.802 | 4.8397 | 4.7259 | 4.7518 | 4.7956 | 4.7095 | 4.7348 | 4.7781 | 4.7591 | 4.7884 | 4.8298 | 4.8125 | 4.8444 | 4.8834 | 4.9157 | 4.9578 | 4.9915 | 5.0367 | 5.0872 | 5.1114 | 5.1749 | 5.1774 | 5.1931 | 5.1944 | 5.218 | 5.2286 | 5.2027 | 5.2749 | 5.2857 | 5.2636 | 5.2965 | 5.3462 | 5.1999 | 5.2939 | 5.4803 | 5.2166 | 5.3831 | 5.4986 | 5.2155 | 5.403 | 5.5048 | 5.2253 | 5.3792 | 5.4929 | 3.1238 | 2.9728 | 2.9118 | 2.796 | 2.7689 | 2.5979 | 2.0793 | 1.6465 | 1.2302 | 0.93393 | 0.72492 | 0.64151 | 0.89807 | 1.1465 | 1.6649 | 2.2354 | 2.5833 | 2.7112 | 2.9502 | 3.193 | 3.3784 | 3.3408 | 3.4992 | 3.3893 | -1.7768 | -1.6194 | -1.5577 | -1.4681 | -1.4256 | -1.2784 | -0.79308 | -0.41222 | -0.042728 | 0.22303 | 0.41167 | 0.48498 | 0.2539 | 0.032247 | -0.42621 | -0.92992 | -1.2634 | -1.3753 | -1.5919 | -1.8351 | -2.0203 | -2.0201 | -2.1646 | -2.0703 | 26.15 | 26.236 | 26.276 | 26.3226 | 26.3086 | 26.2333 | 25.9969 | 25.7166 | 25.323 | 25.0471 | 24.8192 | 24.7699 | 25.0021 | 25.194 | 25.676 | 25.997 | 26.2377 | 26.3454 | 26.2784 | 26.154 | 26.0307 | 26.0313 | 26.0004 | 26.0143 | -25.2138 | -25.2473 | -25.2493 | -25.2531 | -25.2355 | -25.1286 | -24.8528 | -24.5469 | -24.1984 | -23.9531 | -23.7472 | -23.7051 | -23.9125 | -24.0838 | -24.5074 | -24.9257 | -25.149 | -25.2536 | -25.2451 | -25.2094 | -25.1982 | -25.1934 | -25.1072 | -25.1732
30 | -6.6109 | -6.8606 | -6.9564 | -6.624 | -6.8188 | -6.9169 | -6.629 | -6.8056 | -6.9069 | -6.6303 | -6.7787 | -6.8887 | -6.6923 | -6.792 | -6.8837 | -6.652 | -6.681 | -6.812 | -6.5784 | -6.537 | -6.5601 | -6.3397 | -6.3917 | -6.4305 | -6.2163 | -6.2586 | -6.3043 | -6.1358 | -6.1751 | -6.2252 | -6.0715 | -6.1054 | -6.1634 | -6.048 | -6.0811 | -6.1386 | -6.1181 | -6.1564 | -6.2114 | -6.1935 | -6.2351 | -6.287 | -6.3713 | -6.3958 | -6.4407 | -6.6019 | -6.5705 | -6.6095 | -6.6499 | -6.669 | -6.8037 | -6.6936 | -6.7158 | -6.8496 | -6.6243 | -6.8211 | -6.9183 | -6.6055 | -6.905 | -6.9835 | -6.5824 | -6.9391 | -6.9157 | -6.5842 | -6.8298 | -6.8754 | -6.5814 | -6.8455 | -6.9054 | -6.583 | -6.8262 | -6.8761 | 6.2482 | 6.2984 | 6.3487 | 6.227 | 6.2822 | 6.3067 | 6.2365 | 6.2758 | 6.2874 | 6.269 | 6.2639 | 6.2611 | 6.1747 | 6.2415 | 6.2528 | 6.1471 | 6.1872 | 6.2033 | 5.9685 | 6.0255 | 6.0542 | 5.8626 | 5.9105 | 5.9453 | 5.7595 | 5.7991 | 5.8401 | 5.6932 | 5.7292 | 5.7741 | 5.6388 | 5.6697 | 5.7217 | 5.6194 | 5.6495 | 5.701 | 5.6782 | 5.713 | 5.7623 | 5.7414 | 5.7793 | 5.8258 | 5.8635 | 5.9137 | 5.9537 | 6.0065 | 6.0668 | 6.0956 | 6.1605 | 6.1735 | 6.1923 | 6.1867 | 6.2215 | 6.2343 | 6.1878 | 6.2894 | 6.302 | 6.2561 | 6.3221 | 6.3736 | 6.2038 | 6.3131 | 6.5156 | 6.2123 | 6.4006 | 6.5326 | 6.2099 | 6.4245 | 6.5444 | 6.2226 | 6.3965 | 6.5278 | 3.9235 | 3.7361 | 3.6619 | 3.5345 | 3.5103 | 3.2976 | 2.6694 | 2.1409 | 1.6341 | 1.2745 | 1.0206 | 0.91916 | 1.2307 | 1.5328 | 2.1666 | 2.8474 | 3.2801 | 3.4336 | 3.7105 | 4.0113 | 4.2347 | 4.1927 | 4.3825 | 4.2508 | -1.9803 | -1.7949 | -1.7265 | -1.6126 | -1.5695 | -1.3885 | -0.81279 | -0.36091 | 0.07791 | 0.39381 | 0.61809 | 0.70499 | 0.43031 | 0.16702 | -0.37732 | -0.97482 | -1.3701 | -1.5037 | -1.7596 | -2.0499 | -2.2702 | -2.2658 | -2.4394 | -2.3359 | 31.5051 | 31.5954 | 31.6337 | 31.6793 | 31.6835 | 31.6234 | 31.3127 | 31.0164 | 30.537 | 30.2021 | 29.925 | 29.865 | 30.147 | 30.3807 | 30.964 | 31.3279 | 31.6187 | 31.7477 | 31.6441 | 31.5085 | 31.375 | 31.3772 | 31.3455 | 31.3536 | -30.1559 | -30.1738 | -30.1679 | -30.1909 | -30.1654 | -30.0398 | -29.692 | -29.3294 | -28.916 | -28.6245 | -28.3796 | -28.3298 | -28.5763 | -28.7799 | -29.2823 | -29.7784 | -30.0573 | -30.1845 | -30.1676 | -30.1491 | -30.114 | -30.1136 | -30.0329 | -30.0959
35 | -7.7555 | -8.0553 | -8.1559 | -7.7674 | -8.0055 | -8.1056 | -7.7694 | -7.9766 | -8.0925 | -7.7677 | -7.9536 | -8.0665 | -7.8272 | -7.967 | -8.0607 | -7.7857 | -7.9121 | -8.0059 | -7.7013 | -7.6681 | -7.71 | -7.4809 | -7.5106 | -7.5566 | -7.3032 | -7.3531 | -7.4069 | -7.2078 | -7.254 | -7.3131 | -7.1315 | -7.1714 | -7.2398 | -7.1036 | -7.1426 | -7.2103 | -7.1868 | -7.2319 | -7.2966 | -7.2763 | -7.3252 | -7.3863 | -7.4949 | -7.5157 | -7.5688 | -7.7517 | -7.7123 | -7.8477 | -7.7869 | -7.9017 | -7.9946 | -7.8338 | -7.9525 | -8.0433 | -7.7677 | -7.9963 | -8.1087 | -7.7531 | -8.0938 | -8.1857 | -7.7317 | -8.1305 | -8.1124 | -7.7342 | -8.0194 | -8.0712 | -7.7333 | -8.0318 | -8.1053 | -7.7322 | -8.0065 | -8.0699 | 7.2275 | 7.3069 | 7.3596 | 7.279 | 7.2845 | 7.3105 | 7.255 | 7.2752 | 7.2885 | 7.2519 | 7.2592 | 7.2584 | 7.1561 | 7.2357 | 7.2488 | 7.121 | 7.1733 | 7.192 | 6.921 | 6.9871 | 7.0203 | 6.7992 | 6.8548 | 6.895 | 6.6807 | 6.7266 | 6.7739 | 6.6043 | 6.646 | 6.6979 | 6.5416 | 6.5774 | 6.6376 | 6.5193 | 6.5541 | 6.6137 | 6.5869 | 6.6273 | 6.6843 | 6.6597 | 6.7037 | 6.7575 | 6.8002 | 6.8584 | 6.9047 | 6.9647 | 7.0346 | 7.0679 | 7.134 | 7.1575 | 7.1793 | 7.1668 | 7.2127 | 7.2277 | 7.1832 | 7.2913 | 7.3055 | 7.236 | 7.3347 | 7.388 | 7.184 | 7.3191 | 7.5378 | 7.29 | 7.4301 | 7.553 | 7.2087 | 7.4335 | 7.5706 | 7.2049 | 7.4005 | 7.5493 | 4.7873 | 4.5647 | 4.4763 | 4.3255 | 4.296 | 4.058 | 3.3092 | 2.6972 | 2.0946 | 1.6699 | 1.3701 | 1.25 | 1.618 | 1.9752 | 2.725 | 3.5308 | 4.0362 | 4.2156 | 4.5351 | 4.8916 | 5.1562 | 5.1094 | 5.3336 | 5.1765 | -2.1418 | -1.9318 | -1.8485 | -1.7107 | -1.663 | -1.4529 | -0.78909 | -0.26741 | 0.23888 | 0.60425 | 0.86373 | 0.96391 | 0.64631 | 0.34221 | -0.28622 | -0.97554 | -1.4314 | -1.586 | -1.8836 | -2.2184 | -2.471 | -2.4803 | -2.6681 | -2.5434 | 36.9058 | 37.0089 | 37.0482 | 37.0878 | 37.095 | 37.0331 | 36.6835 | 36.3628 | 35.8046 | 35.4086 | 35.082 | 35.0105 | 35.3441 | 35.6203 | 36.2976 | 36.7233 | 37.014 | 37.1589 | 37.0651 | 36.9085 | 36.7758 | 36.7784 | 36.7491 | 36.7401 | -35.0478 | -35.064 | -35.0656 | -35.0848 | -35.0574 | -34.9083 | -34.4908 | -34.0723 | -33.595 | -33.2583 | -32.975 | -32.9177 | -33.2025 | -33.4377 | -34.0175 | -34.5899 | -34.9227 | -35.0722 | -35.0474 | -35.0416 | -34.9913 | -34.984 | -34.9145 | -34.9779
40 | -8.9157 | -9.2531 | -9.3592 | -8.9287 | -9.2167 | -9.329 | -8.9283 | -9.1961 | -9.3068 | -8.9235 | -9.1387 | -9.266 | -8.9804 | -9.1513 | -9.2588 | -8.9297 | -9.0932 | -9.1915 | -8.8503 | -8.8168 | -8.9572 | -8.6466 | -8.6462 | -8.6995 | -8.406 | -8.4636 | -8.5258 | -8.2952 | -8.3484 | -8.4167 | -8.2066 | -8.2526 | -8.3315 | -8.1742 | -8.2191 | -8.2973 | -8.2709 | -8.3229 | -8.3976 | -8.3749 | -8.4312 | -8.5018 | -8.7177 | -8.6673 | -8.7136 | -8.9054 | -8.8716 | -9.0197 | -8.9346 | -9.0728 | -9.1744 | -8.9863 | -9.1363 | -9.2331 | -8.9304 | -9.2229 | -9.3357 | -8.9174 | -9.2993 | -9.3952 | -8.8997 | -9.3336 | -9.3285 | -8.9028 | -9.221 | -9.2854 | -8.9048 | -9.2528 | -9.3251 | -8.9002 | -9.2064 | -9.2835 | 8.1946 | 8.3029 | 8.3579 | 8.2557 | 8.2741 | 8.3023 | 8.2293 | 8.2621 | 8.2775 | 8.2227 | 8.2424 | 8.2436 | 8.1256 | 8.2178 | 8.2328 | 8.0832 | 8.1475 | 8.1688 | 7.8624 | 7.9376 | 7.9752 | 7.7252 | 7.7883 | 7.8339 | 7.5915 | 7.6436 | 7.6973 | 7.5054 | 7.5527 | 7.6115 | 7.4345 | 7.4752 | 7.5434 | 7.4094 | 7.4489 | 7.5165 | 7.4858 | 7.5315 | 7.5962 | 7.5679 | 7.6178 | 7.6788 | 7.7262 | 7.7923 | 7.8448 | 7.9116 | 7.9911 | 8.0288 | 8.0957 | 8.1296 | 8.1544 | 8.135 | 8.1918 | 8.2089 | 8.2323 | 8.2809 | 8.2962 | 8.2038 | 8.3346 | 8.3897 | 8.2486 | 8.3464 | 8.5467 | 8.2635 | 8.4359 | 8.561 | 8.1805 | 8.4297 | 8.584 | 8.2774 | 8.428 | 8.5574 | 5.7154 | 5.461 | 5.3587 | 5.1823 | 5.1464 | 4.8701 | 4.0191 | 3.3142 | 2.6137 | 2.1222 | 1.7752 | 1.6358 | 2.0617 | 2.4755 | 3.3538 | 4.2664 | 4.8437 | 5.0532 | 5.4283 | 5.8385 | 6.1493 | 6.096 | 6.3562 | 6.1728 | -2.2514 | -2.0153 | -1.9212 | -1.7635 | -1.7114 | -1.4729 | -0.72291 | -0.13305 | 0.4398 | 0.85359 | 1.1475 | 1.2606 | 0.90112 | 0.5567 | -0.15391 | -0.93358 | -1.4484 | -1.6234 | -1.9717 | -2.3385 | -2.6443 | -2.6346 | -2.8472 | -2.725 | 42.3601 | 42.4642 | 42.5113 | 42.5575 | 42.5639 | 42.479 | 42.112 | 41.7498 | 41.1279 | 40.6691 | 40.2911 | 40.208 | 40.5942 | 40.914 | 41.6583 | 42.1412 | 42.4536 | 42.6298 | 42.5277 | 42.3676 | 42.2351 | 42.242 | 42.2128 | 42.2018 | -39.902 | -39.9292 | -39.9254 | -39.9365 | -39.907 | -39.7352 | -39.249 | -38.7763 | -38.2364 | -37.8555 | -37.5347 | -37.4695 | -37.7919 | -38.0586 | -38.7137 | -39.3609 | -39.7469 | -39.918 | -39.8972 | -39.8942 | -39.8403 | -39.8517 | -39.7579 | -39.8341
45 | -10.0946 | -10.4625 | -10.581 | -10.1037 | -10.4276 | -10.545 | -10.1016 | -10.4056 | -10.5287 | -10.0989 | -10.3766 | -10.5009 | -10.1529 | -10.3729 | -10.4844 | -10.0923 | -10.2851 | -10.3979 | -10.0185 | -9.9872 | -10.1379 | -9.8454 | -9.8088 | -9.8599 | -9.5255 | -9.5909 | -9.6617 | -9.3987 | -9.459 | -9.5366 | -9.2973 | -9.3495 | -9.4392 | -9.2601 | -9.3111 | -9.3999 | -9.3708 | -9.4299 | -9.5148 | -9.49 | -9.5539 | -9.6341 | -9.8445 | -9.8095 | -9.8759 | -10.0614 | -10.1154 | -10.222 | -10.0975 | -10.2595 | -10.3775 | -10.1605 | -10.3353 | -10.4588 | -10.1053 | -10.437 | -10.5536 | -10.1006 | -10.5152 | -10.6237 | -10.0874 | -10.5571 | -10.5652 | -10.091 | -10.4429 | -10.5202 | -10.0958 | -10.4807 | -10.5684 | -10.0884 | -10.4398 | -10.5201 | 9.2118 | 9.2865 | 9.343 | 9.2205 | 9.2518 | 9.2822 | 9.1918 | 9.2372 | 9.2546 | 9.1818 | 9.2138 | 9.217 | 9.0835 | 9.1882 | 9.205 | 9.0341 | 9.1101 | 9.134 | 8.793 | 8.8771 | 8.9191 | 8.6408 | 8.7114 | 8.7622 | 8.4923 | 8.5506 | 8.6104 | 8.3967 | 8.4495 | 8.5152 | 8.3179 | 8.3633 | 8.4395 | 8.2901 | 8.3341 | 8.4096 | 8.3749 | 8.426 | 8.4981 | 8.4661 | 8.5219 | 8.5899 | 8.6418 | 8.7157 | 8.7743 | 8.8475 | 8.9364 | 8.9785 | 9.0461 | 9.0902 | 9.118 | 9.0916 | 9.1593 | 9.1785 | 9.1969 | 9.2583 | 9.2753 | 9.1598 | 9.3224 | 9.3792 | 9.2092 | 9.3412 | 9.5435 | 9.225 | 9.4293 | 9.5566 | 9.2411 | 9.4457 | 9.5843 | 9.2403 | 9.4216 | 9.5535 | 6.7135 | 6.4224 | 6.3061 | 6.1091 | 6.0653 | 5.7489 | 4.7853 | 3.9946 | 3.1932 | 2.6329 | 2.2375 | 2.0783 | 2.5638 | 3.0359 | 4.0275 | 5.0703 | 5.7179 | 5.9592 | 6.3861 | 6.8553 | 7.2139 | 7.1549 | 7.4843 | 7.2426 | -2.3243 | -2.052 | -1.9488 | -1.7721 | -1.716 | -1.4496 | -0.61535 | 0.041208 | 0.67935 | 1.1408 | 1.4688 | 1.5949 | 1.1936 | 0.80991 | 0.018561 | -0.84927 | -1.4221 | -1.6173 | -2.0058 | -2.4133 | -2.7556 | -2.7425 | -3.0006 | -2.8432 | 47.8767 | 47.9775 | 48.0224 | 48.0715 | 48.0854 | 47.9838 | 47.5744 | 47.168 | 46.5082 | 45.9849 | 45.5542 | 45.4591 | 45.8997 | 46.265 | 47.0636 | 47.5827 | 47.9529 | 48.1589 | 48.0434 | 47.8913 | 47.7612 | 47.7706 | 47.7307 | 47.7256 | -44.7019 | -44.7371 | -44.7446 | -44.7466 | -44.7158 | -44.5215 | -43.9684 | -43.4421 | -42.8412 | -42.4168 | -42.0587 | -41.9863 | -42.3458 | -42.6431 | -43.3723 | -44.0923 | -44.5302 | -44.7228 | -44.7184 | -44.7054 | -44.6649 | -44.6768 | -44.5671 | -44.6649
50 | -11.2935 | -11.6925 | -11.8237 | -11.2981 | -11.6509 | -11.7803 | -11.293 | -11.6323 | -11.7615 | -11.2878 | -11.5999 | -11.7291 | -11.3398 | -11.6092 | -11.7235 | -11.2758 | -11.5418 | -11.6473 | -11.1834 | -11.241 | -11.3498 | -11.0088 | -10.968 | -11.1124 | -10.8543 | -10.7367 | -10.8177 | -10.5196 | -10.5864 | -10.6735 | -10.4042 | -10.4627 | -10.5634 | -10.362 | -10.4193 | -10.519 | -10.4873 | -10.5535 | -10.6488 | -10.6222 | -10.6937 | -10.7838 | -10.9978 | -10.9689 | -11.1271 | -11.2263 | -11.2997 | -11.4232 | -11.2807 | -11.5118 | -11.6214 | -11.3486 | -11.5912 | -11.6955 | -11.2998 | -11.6695 | -11.7894 | -11.3042 | -11.7522 | -11.8733 | -11.2963 | -11.8195 | -11.8257 | -11.3003 | -11.702 | -11.7785 | -11.3078 | -11.7259 | -11.832 | -11.2969 | -11.6829 | -11.7752 | 10.2052 | 10.259 | 10.3175 | 10.174 | 10.2179 | 10.2504 | 10.1429 | 10.2007 | 10.2201 | 10.1296 | 10.1737 | 10.1789 | 10.0301 | 10.1471 | 10.1658 | 9.9738 | 10.0616 | 10.0879 | 9.7131 | 9.806 | 9.8523 | 9.5462 | 9.6242 | 9.6802 | 9.3834 | 9.4477 | 9.5137 | 9.2785 | 9.3368 | 9.4092 | 9.192 | 9.242 | 9.326 | 9.1615 | 9.21 | 9.2932 | 9.2545 | 9.3109 | 9.3904 | 9.3547 | 9.4162 | 9.4912 | 9.5473 | 9.6289 | 9.6934 | 9.7728 | 9.871 | 9.9174 | 9.9854 | 10.0396 | 10.0704 | 10.037 | 10.1155 | 10.1367 | 10.1499 | 10.2241 | 10.2428 | 10.1044 | 10.2982 | 10.3568 | 10.1583 | 10.3239 | 10.5283 | 10.1753 | 10.4106 | 10.5403 | 10.1939 | 10.4318 | 10.5728 | 10.1915 | 10.4032 | 10.5375 | 7.785 | 7.4555 | 7.3238 | 7.1017 | 7.0528 | 6.7033 | 5.62 | 4.7347 | 3.9743 | 3.2049 | 2.7591 | 2.5795 | 3.1262 | 3.6585 | 4.7699 | 5.9297 | 6.6645 | 6.9345 | 7.4152 | 7.9466 | 8.3579 | 8.2899 | 8.6555 | 8.3867 | -2.3531 | -2.0468 | -1.9331 | -1.7378 | -1.6775 | -1.3842 | -0.46741 | 0.25483 | 0.95676 | 1.4652 | 1.8266 | 1.9651 | 1.5231 | 1.1007 | 0.23023 | -0.72415 | -1.3537 | -1.5685 | -1.9961 | -2.4441 | -2.8254 | -2.8199 | -3.0918 | -2.9161 | 53.4585 | 53.5544 | 53.5957 | 53.6423 | 53.6512 | 53.5366 | 53.0626 | 52.6294 | 51.9642 | 51.3582 | 50.8735 | 50.7656 | 51.2618 | 51.674 | 52.5026 | 53.0813 | 53.5019 | 53.7275 | 53.6215 | 53.4811 | 53.3519 | 53.3614 | 53.3218 | 53.312 | -49.5021 | -49.52 | -49.5232 | -49.5168 | -49.4843 | -49.268 | -48.6497 | -48.0711 | -47.4102 | -46.9429 | -46.5483 | -46.4691 | -46.8646 | -47.1922 | -47.9935 | -48.7853 | -49.274 | -49.4876 | -49.499 | -49.4762 | -49.4457 | -49.4493 | -49.3602 | -49.4544
55 | -12.5134 | -12.9439 | -13.0904 | -12.5132 | -12.8955 | -13.0371 | -12.5045 | -12.8734 | -13.0145 | -12.4966 | -12.8363 | -12.9772 | -12.5455 | -12.8502 | -12.9711 | -12.472 | -12.7674 | -12.8827 | -12.3596 | -12.4351 | -12.5588 | -12.1545 | -12.144 | -12.3069 | -12.1316 | -11.9165 | -12.068 | -11.657 | -11.7312 | -11.828 | -11.5279 | -11.5928 | -11.7047 | -11.4806 | -11.5441 | -11.6549 | -11.621 | -11.6944 | -11.8004 | -11.7721 | -11.8515 | -11.9516 | -12.1684 | -12.151 | -12.3242 | -12.4126 | -12.5006 | -12.6583 | -12.4774 | -12.7351 | -12.8527 | -12.5547 | -12.8336 | -12.9387 | -12.5149 | -12.9146 | -13.0465 | -12.5291 | -13.0109 | -13.1471 | -12.5263 | -13.0839 | -13.1094 | -12.5309 | -12.9649 | -13.0602 | -12.5488 | -12.997 | -13.1389 | -12.527 | -12.9438 | -13.0612 | 11.1529 | 11.2197 | 11.2804 | 11.1162 | 11.1726 | 11.2072 | 11.0828 | 11.1529 | 11.1743 | 11.0665 | 11.1225 | 11.1296 | 10.9658 | 11.095 | 11.1154 | 10.9028 | 11.0022 | 11.031 | 10.6229 | 10.7245 | 10.7751 | 10.4418 | 10.527 | 10.5882 | 10.265 | 10.3353 | 10.4072 | 10.1511 | 10.2148 | 10.2937 | 10.0569 | 10.1116 | 10.2032 | 10.0238 | 10.0768 | 10.1676 | 10.1249 | 10.1865 | 10.2733 | 10.2338 | 10.301 | 10.3829 | 10.4429 | 10.5321 | 10.6025 | 10.6876 | 10.7951 | 10.8457 | 10.9139 | 10.9782 | 11.0118 | 10.9715 | 11.0606 | 11.0839 | 11.0918 | 11.1785 | 11.199 | 11.0652 | 11.2627 | 11.3227 | 11.096 | 11.2949 | 11.5012 | 11.114 | 11.3803 | 11.5121 | 11.1353 | 11.406 | 11.5494 | 11.1314 | 11.373 | 11.5097 | 8.9333 | 8.564 | 8.4159 | 8.1676 | 8.1117 | 7.7202 | 6.5113 | 5.5287 | 4.7024 | 3.8392 | 3.342 | 3.1411 | 3.751 | 4.3452 | 5.5716 | 6.8585 | 7.6769 | 7.9796 | 8.5192 | 9.1176 | 9.5773 | 9.5023 | 9.9083 | 9.6099 | -2.3334 | -1.9992 | -1.8748 | -1.6617 | -1.5973 | -1.2774 | -0.27985 | 0.50658 | 1.2714 | 1.826 | 2.2204 | 2.3712 | 1.889 | 1.4284 | 0.48013 | -0.55897 | -1.2442 | -1.4781 | -1.944 | -2.4356 | -2.8476 | -2.8388 | -3.1384 | -2.9451 | 59.1085 | 59.1994 | 59.2365 | 59.2786 | 59.2831 | 59.1456 | 58.6061 | 58.132 | 57.43 | 56.7907 | 56.2502 | 56.1294 | 56.6835 | 57.1436 | 57.9913 | 58.6334 | 59.1077 | 59.3609 | 59.268 | 59.1358 | 59.0069 | 59.0191 | 58.9728 | 58.967 | -54.2589 | -54.2634 | -54.262 | -54.2478 | -54.2135 | -53.9754 | -53.2934 | -52.6636 | -51.9438 | -51.4344 | -51.0039 | -50.9178 | -51.3494 | -51.7064 | -52.5787 | -53.4405 | -53.9793 | -54.2134 | -54.2402 | -54.2064 | -54.1889 | -54.1933 | -54.1127 | -54.2037
60 | -13.7555 | -14.2322 | -14.3772 | -13.75 | -14.1624 | -14.3186 | -13.7375 | -14.1365 | -14.2898 | -13.7267 | -14.0946 | -14.2475 | -13.7721 | -14.1066 | -14.2394 | -13.6888 | -14.0202 | -14.1387 | -13.5584 | -13.6459 | -13.8028 | -13.355 | -13.4166 | -13.534 | -13.2946 | -13.0839 | -13.2551 | -12.8124 | -12.8941 | -13.0009 | -12.669 | -12.7405 | -12.8639 | -12.6164 | -12.6863 | -12.8085 | -12.7725 | -12.8534 | -12.9702 | -13.0203 | -13.0357 | -13.2123 | -13.3498 | -13.413 | -13.5473 | -13.611 | -13.7516 | -13.8954 | -13.6947 | -13.9874 | -14.1045 | -13.7813 | -14.0867 | -14.2024 | -13.7516 | -14.182 | -14.3281 | -13.7766 | -14.3081 | -14.4661 | -13.7847 | -14.3742 | -14.431 | -13.7898 | -14.2538 | -14.3784 | -13.8044 | -14.2871 | -14.442 | -13.7866 | -14.2314 | -14.3738 | 12.0898 | 12.1694 | 12.2322 | 12.0476 | 12.1164 | 12.153 | 12.012 | 12.0943 | 12.1176 | 11.9927 | 12.0605 | 12.0696 | 11.8908 | 12.032 | 12.0542 | 11.8213 | 11.9321 | 11.9633 | 11.5228 | 11.633 | 11.6877 | 11.3278 | 11.4202 | 11.4864 | 11.1374 | 11.2135 | 11.2914 | 11.0146 | 11.0836 | 11.169 | 10.913 | 10.9722 | 11.0714 | 10.8773 | 10.9348 | 11.033 | 10.9864 | 11.053 | 11.147 | 11.1037 | 11.1766 | 11.2651 | 11.3289 | 11.4256 | 11.5018 | 11.5924 | 11.7089 | 11.7637 | 11.832 | 11.9062 | 11.9427 | 11.8954 | 11.995 | 12.0203 | 12.0228 | 12.122 | 12.1441 | 12.0835 | 12.2159 | 12.2769 | 12.0228 | 12.2545 | 12.4628 | 12.0439 | 12.3386 | 12.4724 | 12.0657 | 12.3688 | 12.5146 | 12.0809 | 12.3315 | 12.4704 | 10.1632 | 9.7513 | 9.586 | 9.3107 | 9.2467 | 8.8121 | 7.4733 | 6.4015 | 5.4649 | 4.5385 | 3.9883 | 3.7656 | 4.4405 | 5.1101 | 6.4452 | 7.8603 | 8.764 | 9.1001 | 9.702 | 10.3695 | 10.8784 | 10.7977 | 11.2403 | 10.9153 | -2.2714 | -1.9098 | -1.7754 | -1.5446 | -1.4761 | -1.1304 | -0.053827 | 0.79564 | 1.6222 | 2.2223 | 2.6491 | 2.8119 | 2.2903 | 1.7922 | 0.7677 | -0.35475 | -1.0944 | -1.347 | -1.8504 | -2.3959 | -2.8273 | -2.8155 | -3.1484 | -2.9345 | 64.8175 | 64.915 | 64.9477 | 64.9853 | 64.985 | 64.8207 | 64.2042 | 63.6787 | 62.9028 | 62.2847 | 61.6871 | 61.5527 | 62.1659 | 62.6097 | 63.5181 | 64.249 | 64.7784 | 65.0625 | 64.9849 | 64.8576 | 64.724 | 64.7381 | 64.6948 | 64.6828 | -58.9772 | -58.9681 | -58.9628 | -58.9405 | -58.9046 | -58.6457 | -57.9009 | -57.2207 | -56.4432 | -55.8928 | -55.4266 | -55.3335 | -55.8005 | -56.1867 | -57.1286 | -58.0594 | -58.6468 | -58.9012 | -58.9426 | -58.9075 | -58.893 | -58.8984 | -58.8219 | -58.9117
65 | -15.0215 | -15.5289 | -15.7098 | -15.0099 | -15.4663 | -15.6234 | -14.993 | -15.4228 | -15.5905 | -14.9792 | -15.3758 | -15.543 | -15.0209 | -15.3857 | -15.5308 | -14.9274 | -15.288 | -15.417 | -14.768 | -14.9042 | -15.0501 | -14.5535 | -14.6223 | -14.7775 | -14.4922 | -14.2685 | -14.4582 | -14.0884 | -14.0931 | -14.2591 | -13.8413 | -13.9065 | -14.1095 | -13.7701 | -13.8466 | -13.9805 | -14.0235 | -14.0477 | -14.2314 | -14.2258 | -14.2158 | -14.4146 | -14.5482 | -14.6199 | -14.7945 | -14.8324 | -15.0255 | -15.1443 | -14.9338 | -15.2522 | -15.3784 | -15.0301 | -15.3625 | -15.4892 | -15.011 | -15.4728 | -15.6329 | -15.0464 | -15.6111 | -15.7793 | -15.0603 | -15.6854 | -15.7543 | -15.0659 | -15.5635 | -15.6996 | -15.0839 | -15.6019 | -15.77 | -15.0621 | -15.5388 | -15.6942 | 13.0135 | 13.1056 | 13.1705 | 12.9684 | 13.0495 | 13.0881 | 12.9307 | 13.025 | 13.0502 | 12.9084 | 12.988 | 12.999 | 12.8054 | 12.9586 | 12.9826 | 12.7296 | 12.8517 | 12.8854 | 12.413 | 12.5317 | 12.5905 | 12.2044 | 12.304 | 12.3751 | 12.0007 | 12.0826 | 12.1663 | 11.8692 | 11.9435 | 12.0353 | 11.7604 | 11.8241 | 11.9307 | 11.7223 | 11.784 | 11.8896 | 11.839 | 11.9107 | 12.0117 | 11.9647 | 12.0431 | 12.1382 | 12.2055 | 12.3097 | 12.3915 | 12.4873 | 12.6129 | 12.6718 | 12.74 | 12.8239 | 12.8632 | 12.809 | 12.919 | 12.9463 | 12.9433 | 13.0549 | 13.0786 | 13.0121 | 13.1578 | 13.2204 | 12.9389 | 13.203 | 13.4132 | 13.0324 | 13.2861 | 13.4212 | 12.9853 | 13.3203 | 13.4684 | 13.059 | 13.2791 | 13.4195 | 11.4861 | 11.0208 | 10.8374 | 10.5345 | 10.4619 | 9.9822 | 8.5091 | 7.3329 | 6.2951 | 5.3226 | 4.7085 | 4.4552 | 5.2124 | 5.9226 | 7.3818 | 8.9364 | 9.929 | 10.3004 | 10.9666 | 11.7006 | 12.2633 | 12.1759 | 12.6592 | 12.304 | -2.1674 | -1.78 | -1.6356 | -1.3873 | -1.3153 | -0.94416 | 0.20999 | 1.1214 | 2.0085 | 2.6536 | 3.1124 | 3.2868 | 2.7263 | 2.1911 | 1.092 | -0.11238 | -0.90531 | -1.1764 | -1.7163 | -2.3032 | -2.765 | -2.762 | -3.1101 | -2.889 | 70.6045 | 70.7014 | 70.732 | 70.7642 | 70.7598 | 70.5675 | 69.8659 | 69.2814 | 68.4217 | 67.8118 | 67.1761 | 67.0374 | 67.672 | 68.1197 | 69.1079 | 69.9356 | 70.5211 | 70.8366 | 70.7749 | 70.6476 | 70.5176 | 70.5339 | 70.4931 | 70.4755 | -63.6426 | -63.6351 | -63.6258 | -63.5955 | -63.5584 | -63.279 | -62.4729 | -61.7431 | -60.909 | -60.3178 | -59.8169 | -59.7174 | -60.2186 | -60.6339 | -61.6437 | -62.6423 | -63.2776 | -63.5521 | -63.6075 | -63.5893 | -63.559 | -63.5625 | -63.4963 | -63.5856
70 | -16.3101 | -16.849 | -17.0409 | -16.2931 | -16.7788 | -16.9667 | -16.2724 | -16.7467 | -16.9322 | -16.2552 | -16.6814 | -16.8674 | -16.2929 | -16.6888 | -16.8482 | -16.1908 | -16.58 | -16.7222 | -16.0017 | -16.1879 | -16.3102 | -15.7624 | -15.8539 | -16.0161 | -15.6757 | -15.5488 | -15.7021 | -15.2823 | -15.281 | -15.467 | -15.0077 | -15.0909 | -15.3051 | -14.95 | -15.0255 | -15.2388 | -15.2216 | -15.2303 | -15.4363 | -15.4449 | -15.4908 | -15.6554 | -15.7584 | -15.8524 | -16.0348 | -16.0749 | -16.2916 | -16.415 | -16.1982 | -16.5415 | -16.6781 | -16.3021 | -16.662 | -16.8 | -16.2945 | -16.8017 | -16.9772 | -16.3469 | -16.9417 | -17.118 | -16.3608 | -17.0222 | -17.1035 | -16.3668 | -16.8986 | -17.0466 | -16.3887 | -16.9425 | -17.1242 | -16.3625 | -16.8718 | -17.0405 | 13.9286 | 14.0333 | 14.1002 | 13.879 | 13.9721 | 14.0128 | 13.8392 | 13.9454 | 13.9725 | 13.8141 | 13.9053 | 13.9181 | 13.71 | 13.875 | 13.9007 | 13.6279 | 13.7613 | 13.7973 | 13.2937 | 13.4209 | 13.4837 | 13.0719 | 13.1785 | 13.2545 | 12.8552 | 12.9429 | 13.0323 | 12.7153 | 12.7947 | 12.8928 | 12.5993 | 12.6675 | 12.7814 | 12.5588 | 12.6248 | 12.7376 | 12.683 | 12.7598 | 12.8676 | 12.8168 | 12.9007 | 13.0024 | 13.073 | 13.1845 | 13.2719 | 13.3726 | 13.5071 | 13.5701 | 13.638 | 13.7316 | 13.7737 | 13.7125 | 13.8329 | 13.8621 | 13.8536 | 13.9773 | 14.0026 | 13.9301 | 14.0891 | 14.1533 | 13.8717 | 14.1409 | 14.3526 | 13.9944 | 14.2224 | 14.359 | 13.8944 | 14.2609 | 14.4113 | 14.0172 | 14.2154 | 14.3578 | 12.882 | 12.3752 | 12.1752 | 11.843 | 11.7609 | 11.2361 | 9.622 | 8.3342 | 7.198 | 6.1496 | 5.4843 | 5.218 | 6.0296 | 6.8107 | 8.3888 | 10.0894 | 11.1779 | 11.5839 | 12.3173 | 13.1206 | 13.7371 | 13.6439 | 14.1696 | 13.7824 | -2.0238 | -1.6105 | -1.4563 | -1.1912 | -1.1154 | -0.71945 | 0.51064 | 1.4831 | 2.4298 | 3.1189 | 3.6095 | 3.7954 | 3.1963 | 2.6251 | 1.4522 | 0.16756 | -0.67799 | -0.96695 | -1.5425 | -2.1698 | -2.6665 | -2.6653 | -3.0297 | -2.8012 | 76.4651 | 76.5549 | 76.5843 | 76.6217 | 76.6098 | 76.3964 | 75.6063 | 74.9437 | 73.9842 | 73.3586 | 72.7091 | 72.5619 | 73.2118 | 73.684 | 74.7608 | 75.6924 | 76.349 | 76.6868 | 76.6283 | 76.5119 | 76.3916 | 76.409 | 76.3705 | 76.3477 | -68.2837 | -68.2651 | -68.2516 | -68.2144 | -68.1758 | -67.8765 | -67.01 | -66.2317 | -65.3418 | -64.7105 | -64.1752 | -64.0692 | -64.6046 | -65.048 | -66.1249 | -67.1898 | -67.8726 | -68.1663 | -68.2354 | -68.2334 | -68.1856 | -68.2127 | -68.1338 | -68.2427
75 | -17.6296 | -18.1975 | -18.3984 | -17.601 | -18.1168 | -18.3149 | -17.5763 | -18.0802 | -18.277 | -17.5561 | -18.0234 | -18.2197 | -17.5899 | -18.0311 | -18.2073 | -17.479 | -17.8988 | -18.0643 | -17.2578 | -17.4668 | -17.5932 | -16.9958 | -17.1112 | -17.2751 | -16.8949 | -16.7726 | -16.946 | -16.5123 | -16.4883 | -16.6996 | -16.2867 | -16.3007 | -16.5238 | -16.1977 | -16.2385 | -16.4548 | -16.4293 | -16.4326 | -16.6651 | -16.6629 | -16.7116 | -16.895 | -16.9929 | -17.1197 | -17.2965 | -17.348 | -17.582 | -17.7132 | -17.4873 | -17.8577 | -18.0207 | -17.5986 | -17.9973 | -18.1508 | -17.6023 | -18.14 | -18.3252 | -17.667 | -18.2957 | -18.4833 | -17.6876 | -18.3861 | -18.4801 | -17.6939 | -18.2607 | -18.4208 | -17.7222 | -18.3777 | -18.5258 | -17.6891 | -18.2316 | -18.414 | 14.8335 | 14.9506 | 15.0196 | 14.7796 | 14.8847 | 14.9273 | 14.7378 | 14.8557 | 14.8847 | 14.7099 | 14.8126 | 14.8272 | 14.6047 | 14.7814 | 14.8088 | 14.5166 | 14.6611 | 14.6995 | 14.1652 | 14.3007 | 14.3675 | 13.9305 | 14.044 | 14.1248 | 13.7011 | 13.7944 | 13.8895 | 13.5529 | 13.6375 | 13.7418 | 13.43 | 13.5025 | 13.6236 | 13.3871 | 13.4573 | 13.5773 | 13.5187 | 13.6003 | 13.7151 | 13.6605 | 13.7497 | 13.8579 | 13.9316 | 14.0503 | 14.1433 | 14.2486 | 14.3919 | 14.4588 | 14.5263 | 14.6296 | 14.6744 | 14.6063 | 14.7368 | 14.768 | 14.7538 | 14.8897 | 14.9166 | 14.838 | 15.01 | 15.0759 | 14.8672 | 15.0684 | 15.281 | 14.9071 | 15.148 | 15.2866 | 14.82 | 15.1911 | 15.3434 | 14.9308 | 15.1411 | 15.2858 | 14.3711 | 13.8171 | 13.5981 | 13.2379 | 13.1484 | 12.5783 | 10.8139 | 9.4122 | 8.1624 | 7.0478 | 6.3387 | 6.0496 | 6.9152 | 7.7564 | 9.4744 | 11.3286 | 12.5158 | 12.9553 | 13.7542 | 14.6318 | 15.3083 | 15.2059 | 15.7803 | 15.3551 | -1.841 | -1.4022 | -1.2385 | -0.95686 | -0.87761 | -0.45719 | 0.8475 | 1.8798 | 2.885 | 3.6178 | 4.1394 | 4.3368 | 3.6998 | 3.0928 | 1.8476 | 0.48402 | -0.4129 | -0.71965 | -1.3299 | -1.9968 | -2.5411 | -2.5218 | -2.9139 | -2.6669 | 82.4008 | 82.4884 | 82.5118 | 82.5406 | 82.5302 | 82.3114 | 81.4196 | 80.6738 | 79.5786 | 78.953 | 78.2641 | 78.1301 | 78.8025 | 79.2856 | 80.4859 | 81.5444 | 82.2608 | 82.609 | 82.5619 | 82.4605 | 82.3418 | 82.3674 | 82.305 | 82.3035 | -72.8883 | -72.8591 | -72.8418 | -72.7976 | -72.7575 | -72.4387 | -71.5129 | -70.6871 | -69.7423 | -69.0719 | -68.5026 | -68.3899 | -68.959 | -69.4304 | -70.5733 | -71.703 | -72.4317 | -72.7449 | -72.8275 | -72.8412 | -72.7775 | -72.8326 | -72.7341 | -72.867

## bt6394_kVar_variation
kVAr_3ph | Voltage variation for reactive power (inductive) for every hour and every phase | [71 empty] | Voltage variation for reactive power (capacitive) for every hour and every phase
| Vreact_1_1_ind | Vreact_1_2_ind | Vreact_1_3_ind | Vreact_2_1_ind | Vreact_2_2_ind | Vreact_2_3_ind | Vreact_3_1_ind | Vreact_3_2_ind | Vreact_3_3_ind | Vreact_4_1_ind | Vreact_4_2_ind | Vreact_4_3_ind | Vreact_5_1_ind | Vreact_5_2_ind | Vreact_5_3_ind | Vreact_6_1_ind | Vreact_6_2_ind | Vreact_6_3_ind | Vreact_7_1_ind | Vreact_7_2_ind | Vreact_7_3_ind | Vreact_8_1_ind | Vreact_8_2_ind | Vreact_8_3_ind | Vreact_9_1_ind | Vreact_9_2_ind | Vreact_9_3_ind | Vreact_10_1_ind | Vreact_10_2_ind | Vreact_10_3_ind | Vreact_11_1_ind | Vreact_11_2_ind | Vreact_11_3_ind | Vreact_12_1_ind | Vreact_12_2_ind | Vreact_12_3_ind | Vreact_13_1_ind | Vreact_13_2_ind | Vreact_13_3_ind | Vreact_14_1_ind | Vreact_14_2_ind | Vreact_14_3_ind | Vreact_15_1_ind | Vreact_15_2_ind | Vreact_15_3_ind | Vreact_16_1_ind | Vreact_16_2_ind | Vreact_16_3_ind | Vreact_17_1_ind | Vreact_17_2_ind | Vreact_17_3_ind | Vreact_18_1_ind | Vreact_18_2_ind | Vreact_18_3_ind | Vreact_19_1_ind | Vreact_19_2_ind | Vreact_19_3_ind | Vreact_20_1_ind | Vreact_20_2_ind | Vreact_20_3_ind | Vreact_21_1_ind | Vreact_21_2_ind | Vreact_21_3_ind | Vreact_22_1_ind | Vreact_22_2_ind | Vreact_22_3_ind | Vreact_23_1_ind | Vreact_23_2_ind | Vreact_23_3_ind | Vreact_24_1_ind | Vreact_24_2_ind | Vreact_24_3_ind | Vreact_1_1_cap | Vreact_1_2_cap | Vreact_1_3_cap | Vreact_2_1_cap | Vreact_2_2_cap | Vreact_2_3_cap | Vreact_3_1_cap | Vreact_3_2_cap | Vreact_3_3_cap | Vreact_4_1_cap | Vreact_4_2_cap | Vreact_4_3_cap | Vreact_5_1_cap | Vreact_5_2_cap | Vreact_5_3_cap | Vreact_6_1_cap | Vreact_6_2_cap | Vreact_6_3_cap | Vreact_7_1_cap | Vreact_7_2_cap | Vreact_7_3_cap | Vreact_8_1_cap | Vreact_8_2_cap | Vreact_8_3_cap | Vreact_9_1_cap | Vreact_9_2_cap | Vreact_9_3_cap | Vreact_10_1_cap | Vreact_10_2_cap | Vreact_10_3_cap | Vreact_11_1_cap | Vreact_11_2_cap | Vreact_11_3_cap | Vreact_12_1_cap | Vreact_12_2_cap | Vreact_12_3_cap | Vreact_13_1_cap | Vreact_13_2_cap | Vreact_13_3_cap | Vreact_14_1_cap | Vreact_14_2_cap | Vreact_14_3_cap | Vreact_15_1_cap | Vreact_15_2_cap | Vreact_15_3_cap | Vreact_16_1_cap | Vreact_16_2_cap | Vreact_16_3_cap | Vreact_17_1_cap | Vreact_17_2_cap | Vreact_17_3_cap | Vreact_18_1_cap | Vreact_18_2_cap | Vreact_18_3_cap | Vreact_19_1_cap | Vreact_19_2_cap | Vreact_19_3_cap | Vreact_20_1_cap | Vreact_20_2_cap | Vreact_20_3_cap | Vreact_21_1_cap | Vreact_21_2_cap | Vreact_21_3_cap | Vreact_22_1_cap | Vreact_22_2_cap | Vreact_22_3_cap | Vreact_23_1_cap | Vreact_23_2_cap | Vreact_23_3_cap | Vreact_24_1_cap | Vreact_24_2_cap | Vreact_24_3_cap
0 | 0 | 0 | 0 | 0 | 0 | 0 | 0 | 0 | 0 | 0 | 0 | 0 | 0 | 0 | 0 | 0 | 0 | 0 | 0 | 0 | 0 | 0 | 0 | 0 | 0 | 0 | 0 | 0 | 0 | 0 | 0 | 0 | 0 | 0 | 0 | 0 | 0 | 0 | 0 | 0 | 0 | 0 | 0 | 0 | 0 | 0 | 0 | 0 | 0 | 0 | 0 | 0 | 0 | 0 | 0 | 0 | 0 | 0 | 0 | 0 | 0 | 0 | 0 | 0 | 0 | 0 | 0 | 0 | 0 | 0 | 0 | 0 | 0 | 0 | 0 | 0 | 0 | 0 | 0 | 0 | 0 | 0 | 0 | 0 | 0 | 0 | 0 | 0 | 0 | 0 | 0 | 0 | 0 | 0 | 0 | 0 | 0 | 0 | 0 | 0 | 0 | 0 | 0 | 0 | 0 | 0 | 0 | 0 | 0 | 0 | 0 | 0 | 0 | 0 | 0 | 0 | 0 | 0 | 0 | 0 | 0 | 0 | 0 | 0 | 0 | 0 | 0 | 0 | 0 | 0 | 0 | 0 | 0 | 0 | 0 | 0 | 0 | 0 | 0 | 0 | 0 | 0 | 0 | 0
10 | -1.8372 | -1.8045 | -1.924 | -1.8174 | -1.807 | -1.8263 | -1.8143 | -1.8045 | -1.8242 | -1.8119 | -1.8017 | -1.8206 | -1.8817 | -1.82 | -1.8199 | -1.8648 | -1.8284 | -1.8162 | -1.7972 | -1.7962 | -1.805 | -1.7785 | -1.7834 | -1.7989 | -1.7624 | -1.7708 | -1.7929 | -1.7508 | -1.764 | -1.7917 | -1.7426 | -1.7583 | -1.7904 | -1.7404 | -1.7553 | -1.7875 | -1.749 | -1.7615 | -1.7893 | -1.7571 | -1.7697 | -1.7923 | -1.7796 | -1.7838 | -1.8002 | -1.8844 | -1.8023 | -1.8093 | -1.7923 | -1.8171 | -1.8163 | -1.8739 | -1.8336 | -1.8188 | -1.8157 | -1.8095 | -1.8266 | -1.813 | -1.8052 | -1.9184 | -1.7845 | -1.9016 | -1.8303 | -1.7845 | -1.8068 | -1.8044 | -1.7714 | -1.7977 | -1.8153 | -1.7809 | -1.8047 | -1.8044 | 1.7691 | 1.759 | 1.7784 | 1.7661 | 1.7534 | 1.7733 | 1.8342 | 1.7761 | 1.7709 | 1.8336 | 1.7872 | 1.768 | 1.7527 | 1.771 | 1.768 | 1.7433 | 1.7644 | 1.7646 | 1.7481 | 1.747 | 1.7554 | 1.7308 | 1.7354 | 1.7504 | 1.715 | 1.7239 | 1.7453 | 1.7051 | 1.7178 | 1.7445 | 1.6975 | 1.7126 | 1.7435 | 1.6956 | 1.7099 | 1.7409 | 1.7036 | 1.7155 | 1.7422 | 1.7111 | 1.7228 | 1.7446 | 1.7316 | 1.7357 | 1.7514 | 1.7546 | 1.7523 | 1.759 | 1.7424 | 1.7658 | 1.7651 | 1.7518 | 1.7715 | 1.7668 | 1.8367 | 1.7757 | 1.7729 | 1.7828 | 1.7634 | 1.7814 | 1.7554 | 1.7547 | 1.8781 | 1.7801 | 1.8534 | 1.9023 | 1.7317 | 1.8562 | 1.7836 | 1.7597 | 1.8485 | 1.894
20 | -3.6717 | -3.7543 | -3.8052 | -3.7017 | -3.7504 | -3.816 | -3.6941 | -3.6616 | -3.7047 | -3.6899 | -3.6616 | -3.6971 | -3.7441 | -3.6772 | -3.6956 | -3.7169 | -3.6771 | -3.6872 | -3.7195 | -3.6455 | -3.6633 | -3.6078 | -3.6176 | -3.6494 | -3.7616 | -3.5909 | -3.6378 | -3.5508 | -3.577 | -3.6335 | -3.5331 | -3.5651 | -3.6306 | -3.5283 | -3.5587 | -3.6245 | -3.5463 | -3.5719 | -3.6285 | -3.5631 | -3.589 | -3.6352 | -3.61 | -3.6187 | -3.6523 | -3.7128 | -3.6581 | -3.6724 | -3.7185 | -3.6842 | -3.688 | -3.7302 | -3.6896 | -3.6926 | -3.6996 | -3.6685 | -3.7889 | -3.6525 | -3.7532 | -3.8028 | -3.611 | -3.7517 | -3.6976 | -3.612 | -3.6558 | -3.6695 | -3.5961 | -3.6901 | -3.6974 | -3.6055 | -3.6704 | -3.6714 | 3.4885 | 3.4661 | 3.506 | 3.561 | 3.4942 | 3.4958 | 3.5435 | 3.5021 | 3.4931 | 3.5445 | 3.5104 | 3.4873 | 3.4578 | 3.493 | 3.4871 | 3.4573 | 3.4803 | 3.4807 | 3.4498 | 3.4475 | 3.464 | 3.4165 | 3.4256 | 3.4551 | 3.3863 | 3.4037 | 3.4456 | 3.3671 | 3.392 | 3.4443 | 3.3523 | 3.3819 | 3.4426 | 3.3487 | 3.3767 | 3.4377 | 3.3641 | 3.3875 | 3.44 | 3.3786 | 3.4014 | 3.4441 | 3.418 | 3.4259 | 3.4569 | 3.4623 | 3.4574 | 3.4707 | 3.5449 | 3.4825 | 3.4805 | 3.5428 | 3.4935 | 3.4837 | 3.5459 | 3.5036 | 3.4968 | 3.4961 | 3.4747 | 3.5121 | 3.491 | 3.4683 | 3.614 | 3.5033 | 3.5667 | 3.6373 | 3.473 | 3.5661 | 3.6214 | 3.4994 | 3.5648 | 3.6297
30 | -5.5528 | -5.6551 | -5.7205 | -5.5909 | -5.6603 | -5.7243 | -5.6051 | -5.6591 | -5.7285 | -5.6192 | -5.6499 | -5.7282 | -5.6854 | -5.5889 | -5.7065 | -5.6473 | -5.5848 | -5.6171 | -5.6739 | -5.5664 | -5.5794 | -5.491 | -5.506 | -5.5547 | -5.622 | -5.4651 | -5.5359 | -5.4016 | -5.442 | -5.5285 | -5.3744 | -5.4235 | -5.5237 | -5.3668 | -5.4134 | -5.514 | -5.3948 | -5.4341 | -5.5207 | -5.4218 | -5.461 | -5.5319 | -5.4947 | -5.5081 | -5.5595 | -5.6709 | -5.5712 | -5.5941 | -5.6453 | -5.5938 | -5.6182 | -5.6598 | -5.6035 | -5.6257 | -5.5934 | -5.6648 | -5.7302 | -5.5397 | -5.6604 | -5.7405 | -5.4939 | -5.6975 | -5.6344 | -5.4959 | -5.5976 | -5.6022 | -5.4733 | -5.6071 | -5.6235 | -5.4835 | -5.5986 | -5.6016 | 5.243 | 5.1633 | 5.1847 | 5.2276 | 5.1752 | 5.1724 | 5.2235 | 5.1811 | 5.1682 | 5.302 | 5.1861 | 5.1587 | 5.2134 | 5.1676 | 5.1582 | 5.2126 | 5.1496 | 5.1498 | 5.1078 | 5.104 | 5.1284 | 5.0596 | 5.073 | 5.1164 | 5.016 | 5.0415 | 5.1033 | 4.9881 | 5.0248 | 5.1019 | 4.9666 | 5.0103 | 5.0997 | 4.9616 | 5.0029 | 5.0927 | 4.9839 | 5.0183 | 5.0955 | 5.0049 | 5.0381 | 5.101 | 5.0616 | 5.0731 | 5.1187 | 5.1258 | 5.1181 | 5.1376 | 5.222 | 5.1542 | 5.1515 | 5.2269 | 5.1699 | 5.1557 | 5.2095 | 5.1845 | 5.1738 | 5.2404 | 5.1663 | 5.1931 | 5.1551 | 5.1357 | 5.3017 | 5.1754 | 5.2318 | 5.3239 | 5.1506 | 5.2358 | 5.3114 | 5.1712 | 5.2303 | 5.3174
40 | -7.4939 | -7.6468 | -7.7062 | -7.5351 | -7.6409 | -7.7112 | -7.5437 | -7.6193 | -7.7013 | -7.5583 | -7.6173 | -7.6945 | -7.6233 | -7.6321 | -7.6978 | -7.6117 | -7.6185 | -7.6945 | -7.6105 | -7.5068 | -7.5547 | -7.5106 | -7.4537 | -7.5205 | -7.5381 | -7.3958 | -7.4917 | -7.3072 | -7.3626 | -7.4804 | -7.27 | -7.3367 | -7.4732 | -7.259 | -7.3225 | -7.4595 | -7.298 | -7.3516 | -7.4695 | -7.3366 | -7.389 | -7.4856 | -7.5139 | -7.4571 | -7.5277 | -7.649 | -7.5255 | -7.655 | -7.6113 | -7.6311 | -7.6968 | -7.6303 | -7.6474 | -7.6987 | -7.5384 | -7.6279 | -7.721 | -7.4832 | -7.6723 | -7.7319 | -7.44 | -7.6781 | -7.621 | -7.4366 | -7.5737 | -7.5854 | -7.4163 | -7.5867 | -7.5952 | -7.419 | -7.5658 | -7.5829 | 6.8676 | 6.8037 | 6.8207 | 6.9457 | 6.8098 | 6.8021 | 6.9328 | 6.8149 | 6.7977 | 6.9461 | 6.8188 | 6.7877 | 6.8566 | 6.7994 | 6.7872 | 6.8534 | 6.7765 | 6.7769 | 6.7245 | 6.7189 | 6.7509 | 6.6623 | 6.6798 | 6.7366 | 6.6063 | 6.6396 | 6.7205 | 6.5703 | 6.6182 | 6.7194 | 6.5425 | 6.5997 | 6.7168 | 6.5363 | 6.5903 | 6.7079 | 6.565 | 6.6099 | 6.7111 | 6.8049 | 6.6307 | 6.7148 | 6.6646 | 6.6795 | 6.7392 | 6.7472 | 6.7366 | 6.7621 | 6.8561 | 6.7826 | 6.7793 | 6.8683 | 6.8026 | 6.7842 | 6.898 | 6.8197 | 6.8047 | 6.863 | 6.8081 | 6.8308 | 6.8722 | 6.7753 | 6.9402 | 6.8874 | 6.8758 | 6.9619 | 6.7796 | 6.8588 | 6.9552 | 6.79 | 6.852 | 6.9592
50 | -9.4951 | -9.6803 | -9.7465 | -9.5373 | -9.6838 | -9.7519 | -9.5476 | -9.6787 | -9.7572 | -9.5628 | -9.6655 | -9.7437 | -9.6255 | -9.6865 | -9.7506 | -9.6072 | -9.6405 | -9.7394 | -9.6399 | -9.5174 | -9.6728 | -9.5582 | -9.4698 | -9.5509 | -9.5138 | -9.387 | -9.5091 | -9.2716 | -9.3426 | -9.493 | -9.2235 | -9.3087 | -9.483 | -9.2088 | -9.2899 | -9.4649 | -9.2597 | -9.3282 | -9.479 | -9.3111 | -9.3771 | -9.5007 | -9.5756 | -9.4718 | -9.6368 | -9.6597 | -9.6093 | -9.7053 | -9.6058 | -9.6454 | -9.7392 | -9.6335 | -9.6924 | -9.7459 | -9.543 | -9.6947 | -9.7693 | -9.4929 | -9.7053 | -9.7669 | -9.491 | -9.7502 | -9.6634 | -9.477 | -9.6333 | -9.6256 | -9.4603 | -9.6363 | -9.6414 | -9.4274 | -9.6051 | -9.621 | 8.5095 | 8.3988 | 8.4107 | 8.552 | 8.4039 | 8.392 | 8.5375 | 8.4078 | 8.3871 | 8.5486 | 8.4099 | 8.3752 | 8.4584 | 8.3897 | 8.3749 | 8.4493 | 8.3624 | 8.363 | 8.3016 | 8.2943 | 8.3335 | 8.2264 | 8.2479 | 8.3178 | 8.1591 | 8.1998 | 8.2992 | 8.1155 | 8.1743 | 8.2986 | 8.0818 | 8.1519 | 8.296 | 8.0746 | 8.1408 | 8.2854 | 8.1092 | 8.1642 | 8.2885 | 8.3563 | 8.1894 | 8.2923 | 8.229 | 8.2472 | 8.3205 | 8.3287 | 8.3151 | 8.3463 | 8.4495 | 8.3702 | 8.3662 | 8.468 | 8.3941 | 8.3716 | 8.533 | 8.4133 | 8.3943 | 8.444 | 8.4069 | 8.4256 | 8.4543 | 8.3779 | 8.5386 | 8.4716 | 8.4782 | 8.5598 | 8.4503 | 8.4649 | 8.552 | 8.4681 | 8.4754 | 8.5543
60 | -11.5717 | -11.7834 | -11.852 | -11.611 | -11.7842 | -11.8481 | -11.6174 | -11.7694 | -11.8521 | -11.6295 | -11.7603 | -11.8454 | -11.6886 | -11.7805 | -11.8543 | -11.6653 | -11.7654 | -11.8473 | -11.6962 | -11.6548 | -11.7747 | -11.5923 | -11.5251 | -11.7196 | -11.6718 | -11.4629 | -11.6772 | -11.2991 | -11.3864 | -11.571 | -11.2392 | -11.3437 | -11.5576 | -11.2202 | -11.3198 | -11.5346 | -11.2841 | -11.3684 | -11.5534 | -11.4452 | -11.4526 | -11.6661 | -11.6175 | -11.5326 | -11.7314 | -11.7084 | -11.6721 | -11.8054 | -11.6631 | -11.7705 | -11.8432 | -11.6982 | -11.8058 | -11.8503 | -11.6178 | -11.7913 | -11.8679 | -11.6148 | -11.8416 | -11.8809 | -11.5695 | -11.8421 | -11.7802 | -11.5772 | -11.791 | -11.7445 | -11.5437 | -11.7909 | -11.7621 | -11.5423 | -11.7864 | -11.7394 | 10.1118 | 9.9543 | 9.9616 | 10.1186 | 9.9579 | 9.9421 | 10.1025 | 9.9608 | 9.9368 | 10.1169 | 9.9613 | 9.9232 | 10.0263 | 9.9404 | 9.9231 | 10.0064 | 9.9094 | 9.9102 | 9.8411 | 9.8319 | 9.8782 | 9.754 | 9.7793 | 9.8616 | 9.6762 | 9.724 | 9.8413 | 9.6255 | 9.6947 | 9.8414 | 9.5861 | 9.6689 | 9.8388 | 9.5781 | 9.6561 | 9.8268 | 9.6183 | 9.6829 | 9.8297 | 9.872 | 9.7121 | 9.8332 | 9.7566 | 9.7779 | 9.8643 | 9.8724 | 9.8555 | 9.8922 | 10.0041 | 9.9188 | 9.9141 | 10.0286 | 9.9462 | 9.9197 | 10.0997 | 9.9674 | 9.9449 | 10.0108 | 9.9642 | 9.9788 | 9.9964 | 9.9391 | 10.0958 | 10.0154 | 10.0394 | 10.1163 | 9.9925 | 10.0289 | 10.1109 | 10.011 | 10.038 | 10.1115
70 | -13.7585 | -14.0215 | -14.0423 | -13.7723 | -13.9514 | -14.0263 | -13.7585 | -13.9387 | -14.0274 | -13.7744 | -13.9293 | -14.0169 | -13.8288 | -13.9493 | -14.0226 | -13.7963 | -13.9205 | -14.0064 | -13.8047 | -13.797 | -13.9454 | -13.7309 | -13.7221 | -13.9016 | -13.7806 | -13.5665 | -13.8288 | -13.4982 | -13.5199 | -13.7949 | -13.3302 | -13.451 | -13.7743 | -13.3118 | -13.4213 | -13.746 | -13.4549 | -13.4962 | -13.7795 | -13.5547 | -13.5517 | -13.8144 | -13.7345 | -13.7193 | -13.9204 | -13.8272 | -13.8668 | -13.9703 | -13.7893 | -13.9274 | -13.9991 | -13.8386 | -13.9766 | -14.0141 | -13.7833 | -13.9769 | -14.0485 | -13.7749 | -14.0538 | -14.0929 | -13.7517 | -14.092 | -14.0171 | -13.7514 | -13.9714 | -13.9564 | -13.7228 | -13.9935 | -14.0019 | -13.7001 | -13.9785 | -13.9654 | 11.6427 | 11.4722 | 11.4754 | 11.6471 | 11.4738 | 11.4541 | 11.6351 | 11.4759 | 11.4485 | 11.6429 | 11.4751 | 11.4337 | 11.5518 | 11.4537 | 11.4339 | 11.5264 | 11.4192 | 11.4202 | 11.3449 | 11.3337 | 11.3868 | 11.2466 | 11.2755 | 11.37 | 11.1592 | 11.2137 | 11.3483 | 11.1017 | 11.181 | 11.3494 | 11.0571 | 11.1519 | 11.3471 | 11.0484 | 11.1378 | 11.3338 | 11.0938 | 11.1677 | 11.3361 | 11.3538 | 11.2004 | 11.3391 | 11.2492 | 11.2734 | 11.3724 | 11.3798 | 11.3595 | 11.4016 | 11.5219 | 11.4303 | 11.4249 | 11.5519 | 11.4609 | 11.4305 | 11.6284 | 11.4835 | 11.4574 | 11.6166 | 11.4805 | 11.4906 | 11.5003 | 11.461 | 11.6138 | 11.5449 | 11.5604 | 11.6326 | 11.4964 | 11.5532 | 11.6303 | 11.5368 | 11.5607 | 11.6287
80 | -15.9955 | -16.2661 | -16.3179 | -16.021 | -16.2497 | -16.3044 | -16.0157 | -16.2443 | -16.3044 | -16.0093 | -16.1716 | -16.2873 | -16.0556 | -16.1869 | -16.2875 | -16.0073 | -16.1617 | -16.2553 | -15.9898 | -16.0378 | -16.1619 | -15.8955 | -15.9266 | -16.1258 | -15.945 | -15.8236 | -16.0762 | -15.6836 | -15.7612 | -16.0608 | -15.5801 | -15.6363 | -16.0067 | -15.5072 | -15.6045 | -15.9594 | -15.8936 | -15.7422 | -16.0464 | -15.7552 | -15.8088 | -16.062 | -15.9024 | -15.9288 | -16.1382 | -16.0324 | -16.0999 | -16.1956 | -16.0066 | -16.1737 | -16.26 | -16.0554 | -16.2095 | -16.2793 | -16.033 | -16.2737 | -16.3298 | -16.0378 | -16.3345 | -16.3981 | -16.0145 | -16.3447 | -16.3381 | -16.0233 | -16.2426 | -16.2938 | -15.9801 | -16.2602 | -16.319 | -15.9592 | -16.2279 | -16.2574 | 13.137 | 12.9533 | 12.9524 | 13.1446 | 12.9532 | 12.9297 | 13.1267 | 12.9549 | 12.9243 | 13.1331 | 12.953 | 12.9083 | 13.0416 | 12.9311 | 12.909 | 13.0111 | 12.8936 | 12.8947 | 12.8145 | 12.8011 | 12.8607 | 12.7057 | 12.7381 | 12.8444 | 12.6095 | 12.6704 | 12.8218 | 12.5457 | 12.6347 | 12.8241 | 12.4961 | 12.6027 | 12.8222 | 12.487 | 12.5873 | 12.8078 | 12.5372 | 12.6199 | 12.8094 | 12.8029 | 12.6559 | 12.8116 | 12.7082 | 12.7351 | 12.8464 | 12.8527 | 12.8288 | 12.876 | 13.0044 | 12.9064 | 12.9003 | 13.0397 | 12.9398 | 12.9055 | 13.1258 | 12.9631 | 12.9336 | 13.1131 | 12.9625 | 12.9689 | 12.9946 | 12.9444 | 13.093 | 13.1187 | 13.0416 | 13.1084 | 12.9638 | 13.0398 | 13.112 | 13.1135 | 13.0432 | 13.105